## bus
| name | vn_kv | type | zone | in_service
0 | bus_MV_471_0_node_0 | 20 | n |  | TRUE
1 | bus_MV_471_0_node_33 | 20 | n |  | TRUE
2 | bus_MV_471_0_node_34 | 20 | n |  | TRUE
3 | bus_MV_471_0_node_1 | 20 | n |  | TRUE
4 | bus_MV_471_0_node_2 | 20 | n |  | TRUE
5 | bus_MV_471_0_node_4 | 20 | n |  | TRUE
6 | bus_MV_471_0_node_120 | 20 | n |  | TRUE
7 | bus_MV_471_0_node_5 | 20 | n |  | TRUE
8 | bus_MV_471_0_node_119 | 20 | n |  | TRUE
9 | bus_MV_471_0_node_24 | 20 | n |  | TRUE
10 | bus_MV_471_0_node_118 | 20 | n |  | TRUE
11 | bus_MV_471_0_node_10 | 20 | n |  | TRUE
12 | bus_MV_471_0_node_25 | 20 | n |  | TRUE
13 | bus_MV_471_0_node_112 | 20 | n |  | TRUE
14 | bus_MV_471_0_node_6 | 20 | n |  | TRUE
15 | bus_MV_471_0_node_7 | 20 | n |  | TRUE
16 | bus_MV_471_0_node_8 | 20 | n |  | TRUE
17 | bus_MV_471_0_node_9 | 20 | n |  | TRUE
18 | bus_MV_471_0_node_74 | 20 | n |  | TRUE
19 | bus_MV_471_0_node_73 | 20 | n |  | TRUE
20 | bus_MV_471_0_node_11 | 20 | n |  | TRUE
21 | bus_MV_471_0_node_12 | 20 | n |  | TRUE
22 | bus_MV_471_0_node_13 | 20 | n |  | TRUE
23 | bus_MV_471_0_node_14 | 20 | n |  | TRUE
24 | bus_MV_471_0_node_16 | 20 | n |  | TRUE
25 | bus_MV_471_0_node_173 | 20 | n |  | TRUE
26 | bus_MV_471_0_node_21 | 20 | n |  | TRUE
27 | bus_MV_471_0_node_15 | 20 | n |  | TRUE
28 | bus_MV_471_0_node_17 | 20 | n |  | TRUE
29 | bus_MV_471_0_node_95 | 20 | n |  | TRUE
30 | bus_MV_471_0_node_103 | 20 | n |  | TRUE
31 | bus_MV_471_0_node_18 | 20 | n |  | TRUE
32 | bus_MV_471_0_node_80 | 20 | n |  | TRUE
33 | bus_MV_471_0_node_172 | 20 | n |  | TRUE
34 | bus_MV_471_0_node_23 | 20 | n |  | TRUE
35 | bus_MV_471_0_node_19 | 20 | n |  | TRUE
36 | bus_MV_471_0_node_97 | 20 | n |  | TRUE
37 | bus_MV_471_0_node_94 | 20 | n |  | TRUE
38 | bus_MV_471_0_node_79 | 20 | n |  | TRUE
39 | bus_MV_471_0_node_20 | 20 | n |  | TRUE
40 | bus_MV_471_0_node_22 | 20 | n |  | TRUE
41 | bus_MV_471_0_node_116 | 20 | n |  | TRUE
42 | bus_MV_471_0_node_109 | 20 | n |  | TRUE
43 | bus_MV_471_0_node_174 | 20 | n |  | TRUE
44 | bus_MV_471_0_node_108 | 20 | n |  | TRUE
45 | bus_MV_471_0_node_110 | 20 | n |  | TRUE
46 | bus_MV_471_0_node_111 | 20 | n |  | TRUE
47 | bus_MV_471_0_node_113 | 20 | n |  | TRUE
48 | bus_MV_471_0_node_171 | 20 | n |  | TRUE
49 | bus_MV_471_0_node_107 | 20 | n |  | TRUE
50 | bus_MV_471_0_node_26 | 20 | n |  | TRUE
51 | bus_MV_471_0_node_28 | 20 | n |  | TRUE
52 | bus_MV_471_0_node_29 | 20 | n |  | TRUE
53 | bus_MV_471_0_node_27 | 20 | n |  | TRUE
54 | bus_MV_471_0_node_31 | 20 | n |  | TRUE
55 | bus_MV_471_0_node_32 | 20 | n |  | TRUE
56 | bus_MV_471_0_node_30 | 20 | n |  | TRUE
57 | bus_MV_471_0_node_167 | 20 | n |  | TRUE
58 | bus_MV_471_0_node_122 | 20 | n |  | TRUE
59 | bus_MV_471_0_node_163 | 20 | n |  | TRUE
60 | bus_MV_471_0_node_72 | 20 | n |  | TRUE
61 | bus_MV_471_0_node_71 | 20 | n |  | TRUE
62 | bus_MV_471_0_node_121 | 20 | n |  | TRUE
63 | bus_MV_471_0_node_38 | 20 | n |  | TRUE
64 | bus_MV_471_0_node_37 | 20 | n |  | TRUE
65 | bus_MV_471_0_node_35 | 20 | n |  | TRUE
66 | bus_MV_471_0_node_36 | 20 | n |  | TRUE
67 | bus_MV_471_0_node_39 | 20 | n |  | TRUE
68 | bus_MV_471_0_node_40 | 20 | n |  | TRUE
69 | bus_MV_471_0_node_41 | 20 | n |  | TRUE
70 | bus_MV_471_0_node_42 | 20 | n |  | TRUE
71 | bus_MV_471_0_node_44 | 20 | n |  | TRUE
72 | bus_MV_471_0_node_162 | 20 | n |  | TRUE
73 | bus_MV_471_0_node_54 | 20 | n |  | TRUE
74 | bus_MV_471_0_node_43 | 20 | n |  | TRUE
75 | bus_MV_471_0_node_115 | 20 | n |  | TRUE
76 | bus_MV_471_0_node_117 | 20 | n |  | TRUE
77 | bus_MV_471_0_node_45 | 20 | n |  | TRUE
78 | bus_MV_471_0_node_138 | 20 | n |  | TRUE
79 | bus_MV_471_0_node_137 | 20 | n |  | TRUE
80 | bus_MV_471_0_node_46 | 20 | n |  | TRUE
81 | bus_MV_471_0_node_150 | 20 | n |  | TRUE
82 | bus_MV_471_0_node_149 | 20 | n |  | TRUE
83 | bus_MV_471_0_node_47 | 20 | n |  | TRUE
84 | bus_MV_471_0_node_147 | 20 | n |  | TRUE
85 | bus_MV_471_0_node_48 | 20 | n |  | TRUE
86 | bus_MV_471_0_node_62 | 20 | n |  | TRUE
87 | bus_MV_471_0_node_140 | 20 | n |  | TRUE
88 | bus_MV_471_0_node_139 | 20 | n |  | TRUE
89 | bus_MV_471_0_node_160 | 20 | n |  | TRUE
90 | bus_MV_471_0_node_158 | 20 | n |  | TRUE
91 | bus_MV_471_0_node_146 | 20 | n |  | TRUE
92 | bus_MV_471_0_node_53 | 20 | n |  | TRUE
93 | bus_MV_471_0_node_89 | 20 | n |  | TRUE
94 | bus_MV_471_0_node_151 | 20 | n |  | TRUE
95 | bus_MV_471_0_node_148 | 20 | n |  | TRUE
96 | bus_MV_471_0_node_60 | 20 | n |  | TRUE
97 | bus_MV_471_0_node_49 | 20 | n |  | TRUE
98 | bus_MV_471_0_node_51 | 20 | n |  | TRUE
99 | bus_MV_471_0_node_55 | 20 | n |  | TRUE
100 | bus_MV_471_0_node_52 | 20 | n |  | TRUE
101 | bus_MV_471_0_node_56 | 20 | n |  | TRUE
102 | bus_MV_471_0_node_77 | 20 | n |  | TRUE
103 | bus_MV_471_0_node_76 | 20 | n |  | TRUE
104 | bus_MV_471_0_node_57 | 20 | n |  | TRUE
105 | bus_MV_471_0_node_75 | 20 | n |  | TRUE
106 | bus_MV_471_0_node_78 | 20 | n |  | TRUE
107 | bus_MV_471_0_node_164 | 20 | n |  | TRUE
108 | bus_MV_471_0_node_61 | 20 | n |  | TRUE
109 | bus_MV_471_0_node_114 | 20 | n |  | TRUE
110 | bus_MV_471_0_node_58 | 20 | n |  | TRUE
111 | bus_MV_471_0_node_59 | 20 | n |  | TRUE
112 | bus_MV_471_0_node_144 | 20 | n |  | TRUE
113 | bus_MV_471_0_node_82 | 20 | n |  | TRUE
114 | bus_MV_471_0_node_143 | 20 | n |  | TRUE
115 | bus_MV_471_0_node_81 | 20 | n |  | TRUE
116 | bus_MV_471_0_node_63 | 20 | n |  | TRUE
117 | bus_MV_471_0_node_65 | 20 | n |  | TRUE
118 | bus_MV_471_0_node_64 | 20 | n |  | TRUE
119 | bus_MV_471_0_node_69 | 20 | n |  | TRUE
120 | bus_MV_471_0_node_66 | 20 | n |  | TRUE
121 | bus_MV_471_0_node_67 | 20 | n |  | TRUE
122 | bus_MV_471_0_node_68 | 20 | n |  | TRUE
123 | bus_MV_471_0_node_156 | 20 | n |  | TRUE
124 | bus_MV_471_0_node_105 | 20 | n |  | TRUE
125 | bus_MV_471_0_node_106 | 20 | n |  | TRUE
126 | bus_MV_471_0_node_70 | 20 | n |  | TRUE
127 | bus_MV_471_0_node_155 | 20 | n |  | TRUE
128 | bus_MV_471_0_node_166 | 20 | n |  | TRUE
129 | bus_MV_471_0_node_104 | 20 | n |  | TRUE
130 | bus_MV_471_0_node_100 | 20 | n |  | TRUE
131 | bus_MV_471_0_node_98 | 20 | n |  | TRUE
132 | bus_MV_471_0_node_145 | 20 | n |  | TRUE
133 | bus_MV_471_0_node_99 | 20 | n |  | TRUE
134 | bus_MV_471_0_node_83 | 20 | n |  | TRUE
135 | bus_MV_471_0_node_85 | 20 | n |  | TRUE
136 | bus_MV_471_0_node_88 | 20 | n |  | TRUE
137 | bus_MV_471_0_node_165 | 20 | n |  | TRUE
138 | bus_MV_471_0_node_84 | 20 | n |  | TRUE
139 | bus_MV_471_0_node_102 | 20 | n |  | TRUE
140 | bus_MV_471_0_node_86 | 20 | n |  | TRUE
141 | bus_MV_471_0_node_87 | 20 | n |  | TRUE
142 | bus_MV_471_0_node_136 | 20 | n |  | TRUE
143 | bus_MV_471_0_node_142 | 20 | n |  | TRUE
144 | bus_MV_471_0_node_141 | 20 | n |  | TRUE
145 | bus_MV_471_0_node_90 | 20 | n |  | TRUE
146 | bus_MV_471_0_node_124 | 20 | n |  | TRUE
147 | bus_MV_471_0_node_123 | 20 | n |  | TRUE
148 | bus_MV_471_0_node_135 | 20 | n |  | TRUE
149 | bus_MV_471_0_node_125 | 20 | n |  | TRUE
150 | bus_MV_471_0_node_91 | 20 | n |  | TRUE
151 | bus_MV_471_0_node_92 | 20 | n |  | TRUE
152 | bus_MV_471_0_node_96 | 20 | n |  | TRUE
153 | bus_MV_471_0_node_170 | 20 | n |  | TRUE
154 | bus_MV_471_0_node_168 | 20 | n |  | TRUE
155 | bus_MV_471_0_node_154 | 20 | n |  | TRUE
156 | bus_MV_471_0_node_169 | 20 | n |  | TRUE
157 | bus_MV_471_0_node_101 | 20 | n |  | TRUE
158 | bus_MV_471_0_node_131 | 20 | n |  | TRUE
159 | bus_MV_471_0_node_132 | 20 | n |  | TRUE
160 | bus_MV_471_0_node_126 | 20 | n |  | TRUE
161 | bus_MV_471_0_node_127 | 20 | n |  | TRUE
162 | bus_MV_471_0_node_129 | 20 | n |  | TRUE
163 | bus_MV_471_0_node_128 | 20 | n |  | TRUE
164 | bus_MV_471_0_node_133 | 20 | n |  | TRUE
165 | bus_MV_471_0_node_130 | 20 | n |  | TRUE
166 | bus_MV_471_0_node_134 | 20 | n |  | TRUE
167 | bus_MV_471_0_node_152 | 20 | n |  | TRUE
168 | bus_MV_471_0_node_153 | 20 | n |  | TRUE
169 | bus_MV_471_0_node_161 | 20 | n |  | TRUE
170 | bus_MV_471_0_node_159 | 20 | n |  | TRUE
171 | bus_MV_471_0_node_157 | 20 | n |  | TRUE
172 | bus_HV_471_0_node_172 | 110 | n |  | TRUE

## load
| name | bus | p_mw | q_mvar | const_z_percent | const_i_percent | sn_mva | scaling | in_service | type
0 | MV_471_0_load_0 | 0 | 0.16125 | 0.078099 | 0 | 0 |  | 1 | TRUE | wye
1 | MV_471_0_load_33 | 1 | 0.2242 | 0.10859 | 0 | 0 |  | 1 | TRUE | wye
2 | MV_471_0_load_1 | 3 | 0.31881 | 0.15441 | 0 | 0 |  | 1 | TRUE | wye
3 | MV_471_0_load_120 | 6 | 0.29409 | 0.14243 | 0 | 0 |  | 1 | TRUE | wye
4 | MV_471_0_load_24 | 9 | 0.18456 | 0.089385 | 0 | 0 |  | 1 | TRUE | wye
5 | MV_471_0_load_118 | 10 | 0.07254 | 0.035133 | 0 | 0 |  | 1 | TRUE | wye
6 | MV_471_0_load_10 | 11 | 0.10861 | 0.052601 | 0 | 0 |  | 1 | TRUE | wye
7 | MV_471_0_load_6 | 14 | 0.245 | 0.11866 | 0 | 0 |  | 1 | TRUE | wye
8 | MV_471_0_load_7 | 15 | 0.068019 | 0.032943 | 0 | 0 |  | 1 | TRUE | wye
9 | MV_471_0_load_74 | 18 | 0.1409 | 0.068243 | 0 | 0 |  | 1 | TRUE | wye
10 | MV_471_0_load_73 | 19 | 0.26579 | 0.12873 | 0 | 0 |  | 1 | TRUE | wye
11 | MV_471_0_load_11 | 20 | 0.37525 | 0.18174 | 0 | 0 |  | 1 | TRUE | wye
12 | MV_471_0_load_173 | 25 | 0.36154 | 0.1751 | 0 | 0 |  | 1 | TRUE | wye
13 | MV_471_0_load_103 | 30 | 0.16829 | 0.081508 | 0 | 0 |  | 1 | TRUE | wye
14 | MV_471_0_load_18 | 31 | 0.2751 | 0.13324 | 0 | 0 |  | 1 | TRUE | wye
15 | MV_471_0_load_172 | 33 | 0.40509 | 0.19619 | 0 | 0 |  | 1 | TRUE | wye
16 | MV_471_0_load_19 | 35 | 0.32025 | 0.1551 | 0 | 0 |  | 1 | TRUE | wye
17 | MV_471_0_load_94 | 37 | 0.36603 | 0.17728 | 0 | 0 |  | 1 | TRUE | wye
18 | MV_471_0_load_79 | 38 | 0.37109 | 0.17973 | 0 | 0 |  | 1 | TRUE | wye
19 | MV_471_0_load_116 | 41 | 0.079238 | 0.038377 | 0 | 0 |  | 1 | TRUE | wye
20 | MV_471_0_load_174 | 43 | 0.10744 | 0.052035 | 0 | 0 |  | 1 | TRUE | wye
21 | MV_471_0_load_110 | 45 | 1.4914 | 0.7223 | 0 | 0 |  | 1 | TRUE | wye
22 | MV_471_0_load_171 | 48 | 0.15869 | 0.076857 | 0 | 0 |  | 1 | TRUE | wye
23 | MV_471_0_load_107 | 49 | 0.10472 | 0.050717 | 0 | 0 |  | 1 | TRUE | wye
24 | MV_471_0_load_26 | 50 | 0.37851 | 0.18332 | 0 | 0 |  | 1 | TRUE | wye
25 | MV_471_0_load_32 | 55 | 0.069997 | 0.033901 | 0 | 0 |  | 1 | TRUE | wye
26 | MV_471_0_load_167 | 57 | 0.2492 | 0.12069 | 0 | 0 |  | 1 | TRUE | wye
27 | MV_471_0_load_163 | 59 | 0.30594 | 0.14817 | 0 | 0 |  | 1 | TRUE | wye
28 | MV_471_0_load_121 | 62 | 0.12857 | 0.062269 | 0 | 0 |  | 1 | TRUE | wye
29 | MV_471_0_load_36 | 66 | 0.40811 | 0.19766 | 0 | 0 |  | 1 | TRUE | wye
30 | MV_471_0_load_39 | 67 | 0.15769 | 0.076371 | 0 | 0 |  | 1 | TRUE | wye
31 | MV_471_0_load_40 | 68 | 0.57854 | 0.2802 | 0 | 0 |  | 1 | TRUE | wye
32 | MV_471_0_load_42 | 70 | 0.55669 | 0.26962 | 0 | 0 |  | 1 | TRUE | wye
33 | MV_471_0_load_162 | 72 | 0.071138 | 0.034454 | 0 | 0 |  | 1 | TRUE | wye
34 | MV_471_0_load_115 | 75 | 0.11801 | 0.057154 | 0 | 0 |  | 1 | TRUE | wye
35 | MV_471_0_load_117 | 76 | 0.26503 | 0.12836 | 0 | 0 |  | 1 | TRUE | wye
36 | MV_471_0_load_138 | 78 | 0.29039 | 0.14064 | 0 | 0 |  | 1 | TRUE | wye
37 | MV_471_0_load_137 | 79 | 0.11066 | 0.053595 | 0 | 0 |  | 1 | TRUE | wye
38 | MV_471_0_load_149 | 82 | 0.077952 | 0.037754 | 0 | 0 |  | 1 | TRUE | wye
39 | MV_471_0_load_62 | 86 | 0.082693 | 0.04005 | 0 | 0 |  | 1 | TRUE | wye
40 | MV_471_0_load_140 | 87 | 0.32682 | 0.15829 | 0 | 0 |  | 1 | TRUE | wye
41 | MV_471_0_load_139 | 88 | 0.10441 | 0.05057 | 0 | 0 |  | 1 | TRUE | wye
42 | MV_471_0_load_146 | 91 | 0.13483 | 0.065303 | 0 | 0 |  | 1 | TRUE | wye
43 | MV_471_0_load_151 | 94 | 0.12154 | 0.058865 | 0 | 0 |  | 1 | TRUE | wye
44 | MV_471_0_load_148 | 95 | 0.10529 | 0.050996 | 0 | 0 |  | 1 | TRUE | wye
45 | MV_471_0_load_49 | 97 | 0.25779 | 0.12486 | 0 | 0 |  | 1 | TRUE | wye
46 | MV_471_0_load_55 | 99 | 0.095391 | 0.0462 | 0 | 0 |  | 1 | TRUE | wye
47 | MV_471_0_load_76 | 103 | 0.26514 | 0.12841 | 0 | 0 |  | 1 | TRUE | wye
48 | MV_471_0_load_78 | 106 | 0.2484 | 0.1203 | 0 | 0 |  | 1 | TRUE | wye
49 | MV_471_0_load_164 | 107 | 0.18515 | 0.089673 | 0 | 0 |  | 1 | TRUE | wye
50 | MV_471_0_load_114 | 109 | 0.097641 | 0.04729 | 0 | 0 |  | 1 | TRUE | wye
51 | MV_471_0_load_58 | 110 | 0.27513 | 0.13325 | 0 | 0 |  | 1 | TRUE | wye
52 | MV_471_0_load_144 | 112 | 0.25177 | 0.12194 | 0 | 0 |  | 1 | TRUE | wye
53 | MV_471_0_load_143 | 114 | 0.40397 | 0.19565 | 0 | 0 |  | 1 | TRUE | wye
54 | MV_471_0_load_63 | 116 | 0.39918 | 0.19333 | 0 | 0 |  | 1 | TRUE | wye
55 | MV_471_0_load_156 | 123 | 0.11757 | 0.056942 | 0 | 0 |  | 1 | TRUE | wye
56 | MV_471_0_load_106 | 125 | 0.36273 | 0.17568 | 0 | 0 |  | 1 | TRUE | wye
57 | MV_471_0_load_70 | 126 | 0.33514 | 0.16232 | 0 | 0 |  | 1 | TRUE | wye
58 | MV_471_0_load_155 | 127 | 0.18239 | 0.088334 | 0 | 0 |  | 1 | TRUE | wye
59 | MV_471_0_load_166 | 128 | 0.27256 | 0.13201 | 0 | 0 |  | 1 | TRUE | wye
60 | MV_471_0_load_104 | 129 | 0.35834 | 0.17355 | 0 | 0 |  | 1 | TRUE | wye
61 | MV_471_0_load_100 | 130 | 0.35671 | 0.17276 | 0 | 0 |  | 1 | TRUE | wye
62 | MV_471_0_load_98 | 131 | 0.41289 | 0.19997 | 0 | 0 |  | 1 | TRUE | wye
63 | MV_471_0_load_145 | 132 | 0.071339 | 0.034551 | 0 | 0 |  | 1 | TRUE | wye
64 | MV_471_0_load_83 | 134 | 0.19063 | 0.092324 | 0 | 0 |  | 1 | TRUE | wye
65 | MV_471_0_load_165 | 137 | 0.35611 | 0.17247 | 0 | 0 |  | 1 | TRUE | wye
66 | MV_471_0_load_136 | 142 | 0.23423 | 0.11344 | 0 | 0 |  | 1 | TRUE | wye
67 | MV_471_0_load_141 | 144 | 0.14451 | 0.069989 | 0 | 0 |  | 1 | TRUE | wye
68 | MV_471_0_load_124 | 146 | 0.22938 | 0.1111 | 0 | 0 |  | 1 | TRUE | wye
69 | MV_471_0_load_123 | 147 | 0.26767 | 0.12964 | 0 | 0 |  | 1 | TRUE | wye
70 | MV_471_0_load_125 | 149 | 0.15757 | 0.076313 | 0 | 0 |  | 1 | TRUE | wye
71 | MV_471_0_load_91 | 150 | 0.15564 | 0.075378 | 0 | 0 |  | 1 | TRUE | wye
72 | MV_471_0_load_170 | 153 | 0.37174 | 0.18004 | 0 | 0 |  | 1 | TRUE | wye
73 | MV_471_0_load_154 | 155 | 0.57951 | 0.28067 | 0 | 0 |  | 1 | TRUE | wye
74 | MV_471_0_load_169 | 156 | 0.28324 | 0.13718 | 0 | 0 |  | 1 | TRUE | wye
75 | MV_471_0_load_131 | 158 | 0.57839 | 0.28013 | 0 | 0 |  | 1 | TRUE | wye
76 | MV_471_0_load_132 | 159 | 0.1333 | 0.06456 | 0 | 0 |  | 1 | TRUE | wye
77 | MV_471_0_load_126 | 160 | 0.45483 | 0.22028 | 0 | 0 |  | 1 | TRUE | wye
78 | MV_471_0_load_133 | 164 | 0.32743 | 0.15858 | 0 | 0 |  | 1 | TRUE | wye
79 | MV_471_0_load_130 | 165 | 0.13499 | 0.06538 | 0 | 0 |  | 1 | TRUE | wye
80 | MV_471_0_load_134 | 166 | 0.35698 | 0.17289 | 0 | 0 |  | 1 | TRUE | wye
81 | MV_471_0_load_161 | 169 | 0.41141 | 0.19926 | 0 | 0 |  | 1 | TRUE | wye
82 | MV_471_0_load_159 | 170 | 0.082592 | 0.040001 | 0 | 0 |  | 1 | TRUE | wye
83 | MV_471_0_load_157 | 171 | 0.071144 | 0.034457 | 0 | 0 |  | 1 | TRUE | wye

## ext_grid
| name | bus | vm_pu | va_degree | slack_weight | in_service
0 |  | 33 | 1 | 0 | 1 | TRUE

## line
| name | std_type | from_bus | to_bus | length_km | r_ohm_per_km | x_ohm_per_km | c_nf_per_km | g_us_per_km | max_i_ka | df | parallel | type | in_service
0 | MV_471_0_line_0 |  | 0 | 1 | 2.0611 | 0.1188 | 0.172 | 20.6 | 0 | 0.82 | 1 | 1 | ol | TRUE
1 | MV_471_0_line_1 |  | 1 | 2 | 0.19789 | 0.1188 | 0.172 | 20.6 | 0 | 0.82 | 1 | 1 | ol | TRUE
2 | MV_471_0_line_2 |  | 2 | 65 | 0.65978 | 0.061 | 0.056 | 608 | 0 | 0.842 | 1 | 1 | cs | TRUE
3 | MV_471_0_line_3 |  | 3 | 4 | 0.036595 | 0.5939 | 0.372 | 9.5 | 0 | 0.21 | 1 | 1 | ol | TRUE
4 | MV_471_0_line_4 |  | 4 | 5 | 0.17452 | 0.445 | 0.132 | 190 | 0 | 0.22 | 1 | 1 | cs | TRUE
5 | MV_471_0_line_5 |  | 5 | 6 | 0.002416 | 0.445 | 0.132 | 190 | 0 | 0.22 | 1 | 1 | cs | TRUE
6 | MV_471_0_line_6 |  | 5 | 7 | 0.57149 | 0.445 | 0.132 | 190 | 0 | 0.22 | 1 | 1 | cs | TRUE
7 | MV_471_0_line_7 |  | 5 | 8 | 0.049331 | 0.445 | 0.132 | 190 | 0 | 0.22 | 1 | 1 | cs | TRUE
8 | MV_471_0_line_8 |  | 7 | 9 | 0.20226 | 0.5939 | 0.372 | 9.5 | 0 | 0.21 | 1 | 1 | ol | TRUE
9 | MV_471_0_line_9 |  | 8 | 10 | 0.063455 | 0.445 | 0.132 | 190 | 0 | 0.22 | 1 | 1 | cs | TRUE
10 | MV_471_0_line_10 |  | 9 | 12 | 0.007829 | 0.445 | 0.132 | 190 | 0 | 0.22 | 1 | 1 | cs | TRUE
11 | MV_471_0_line_11 |  | 9 | 13 | 1.2967 | 0.5939 | 0.372 | 9.5 | 0 | 0.21 | 1 | 1 | ol | TRUE
12 | MV_471_0_line_12 |  | 10 | 34 | 0.037481 | 0.445 | 0.132 | 190 | 0 | 0.22 | 1 | 1 | cs | TRUE
13 | MV_471_0_line_13 |  | 11 | 12 | 1.2508 | 0.5939 | 0.372 | 9.5 | 0 | 0.21 | 1 | 1 | ol | TRUE
14 | MV_471_0_line_14 |  | 13 | 42 | 0.18472 | 0.445 | 0.132 | 190 | 0 | 0.22 | 1 | 1 | cs | TRUE
15 | MV_471_0_line_15 |  | 13 | 45 | 0.051408 | 0.445 | 0.132 | 190 | 0 | 0.22 | 1 | 1 | cs | TRUE
16 | MV_471_0_line_16 |  | 14 | 15 | 0.040778 | 0.445 | 0.132 | 190 | 0 | 0.22 | 1 | 1 | cs | TRUE
17 | MV_471_0_line_17 |  | 14 | 16 | 0.11448 | 0.445 | 0.132 | 190 | 0 | 0.22 | 1 | 1 | cs | TRUE
18 | MV_471_0_line_18 |  | 16 | 17 | 0.25159 | 0.445 | 0.132 | 190 | 0 | 0.22 | 1 | 1 | cs | TRUE
19 | MV_471_0_line_19 |  | 17 | 18 | 0.065631 | 0.445 | 0.132 | 190 | 0 | 0.22 | 1 | 1 | cs | TRUE
20 | MV_471_0_line_20 |  | 18 | 19 | 0.047608 | 0.445 | 0.132 | 190 | 0 | 0.22 | 1 | 1 | cs | TRUE
21 | MV_471_0_line_21 |  | 19 | 101 | 0.025617 | 0.445 | 0.132 | 190 | 0 | 0.22 | 1 | 1 | cs | TRUE
22 | MV_471_0_line_22 |  | 20 | 21 | 0.030097 | 0.445 | 0.132 | 190 | 0 | 0.22 | 1 | 1 | cs | TRUE
23 | MV_471_0_line_23 |  | 20 | 22 | 0.095928 | 0.161 | 0.117 | 273 | 0 | 0.362 | 1 | 1 | cs | TRUE
24 | MV_471_0_line_24 |  | 21 | 23 | 0.59748 | 0.445 | 0.132 | 190 | 0 | 0.22 | 1 | 1 | cs | TRUE
25 | MV_471_0_line_25 |  | 22 | 24 | 0.70416 | 0.161 | 0.117 | 273 | 0 | 0.362 | 1 | 1 | cs | TRUE
26 | MV_471_0_line_26 |  | 23 | 25 | 0.06179 | 0.445 | 0.132 | 190 | 0 | 0.22 | 1 | 1 | cs | TRUE
27 | MV_471_0_line_27 |  | 23 | 26 | 0.37898 | 0.445 | 0.132 | 190 | 0 | 0.22 | 1 | 1 | cs | TRUE
28 | MV_471_0_line_28 |  | 24 | 31 | 0.01577 | 0.445 | 0.132 | 190 | 0 | 0.22 | 1 | 1 | cs | TRUE
29 | MV_471_0_line_29 |  | 24 | 27 | 0.5005 | 0.161 | 0.117 | 273 | 0 | 0.362 | 1 | 1 | cs | TRUE
30 | MV_471_0_line_30 |  | 26 | 34 | 0.5647 | 0.445 | 0.132 | 190 | 0 | 0.22 | 1 | 1 | cs | TRUE
31 | MV_471_0_line_31 |  | 26 | 35 | 0.035169 | 0.445 | 0.132 | 190 | 0 | 0.22 | 1 | 1 | cs | TRUE
32 | MV_471_0_line_32 |  | 27 | 28 | 0.64242 | 0.0515 | 0.029 | 1000 | 0 | 1.276 | 1 | 1 | cs | TRUE
33 | MV_471_0_line_33 |  | 27 | 29 | 0.080037 | 0.445 | 0.132 | 190 | 0 | 0.22 | 1 | 1 | cs | TRUE
34 | MV_471_0_line_34 |  | 27 | 30 | 0.072924 | 0.5939 | 0.372 | 9.5 | 0 | 0.21 | 1 | 1 | ol | TRUE
35 | MV_471_0_line_35 |  | 28 | 32 | 0.34239 | 0.0515 | 0.029 | 1000 | 0 | 1.276 | 1 | 1 | cs | TRUE
36 | MV_471_0_line_36 |  | 28 | 33 | 0.01326 | 0.0515 | 0.029 | 1000 | 0 | 1.276 | 1 | 1 | cs | TRUE
37 | MV_471_0_line_37 |  | 29 | 36 | 0.17718 | 0.445 | 0.132 | 190 | 0 | 0.22 | 1 | 1 | cs | TRUE
38 | MV_471_0_line_38 |  | 29 | 37 | 0.050109 | 0.445 | 0.132 | 190 | 0 | 0.22 | 1 | 1 | cs | TRUE
39 | MV_471_0_line_39 |  | 32 | 38 | 0.082668 | 0.0515 | 0.029 | 1000 | 0 | 1.276 | 1 | 1 | cs | TRUE
40 | MV_471_0_line_40 |  | 35 | 39 | 0.018284 | 0.445 | 0.132 | 190 | 0 | 0.22 | 1 | 1 | cs | TRUE
41 | MV_471_0_line_41 |  | 36 | 155 | 0.021592 | 0.445 | 0.132 | 190 | 0 | 0.22 | 1 | 1 | cs | TRUE
42 | MV_471_0_line_42 |  | 36 | 152 | 0.18015 | 0.445 | 0.132 | 190 | 0 | 0.22 | 1 | 1 | cs | TRUE
43 | MV_471_0_line_43 |  | 38 | 92 | 0.19957 | 0.0595 | 0.16 | 22 | 0 | 1.29 | 1 | 1 | ol | TRUE
44 | MV_471_0_line_44 |  | 39 | 40 | 0.16683 | 0.445 | 0.132 | 190 | 0 | 0.22 | 1 | 1 | cs | TRUE
45 | MV_471_0_line_45 |  | 40 | 41 | 0.0075464 | 0.445 | 0.132 | 190 | 0 | 0.22 | 1 | 1 | cs | TRUE
46 | MV_471_0_line_46 |  | 42 | 43 | 0.018235 | 0.445 | 0.132 | 190 | 0 | 0.22 | 1 | 1 | cs | TRUE
47 | MV_471_0_line_47 |  | 42 | 44 | 0.17381 | 0.445 | 0.132 | 190 | 0 | 0.22 | 1 | 1 | cs | TRUE
48 | MV_471_0_line_48 |  | 44 | 49 | 0.061809 | 0.445 | 0.132 | 190 | 0 | 0.22 | 1 | 1 | cs | TRUE
49 | MV_471_0_line_49 |  | 45 | 46 | 0.033055 | 0.445 | 0.132 | 190 | 0 | 0.22 | 1 | 1 | cs | TRUE
50 | MV_471_0_line_50 |  | 46 | 47 | 0.15703 | 0.445 | 0.132 | 190 | 0 | 0.22 | 1 | 1 | cs | TRUE
51 | MV_471_0_line_51 |  | 47 | 48 | 0.043041 | 0.5939 | 0.372 | 9.5 | 0 | 0.21 | 1 | 1 | ol | TRUE
52 | MV_471_0_line_52 |  | 50 | 51 | 0.03874 | 0.061 | 0.056 | 608 | 0 | 0.842 | 1 | 1 | cs | TRUE
53 | MV_471_0_line_53 |  | 50 | 52 | 0.11766 | 0.445 | 0.132 | 190 | 0 | 0.22 | 1 | 1 | cs | TRUE
54 | MV_471_0_line_54 |  | 50 | 53 | 0.068907 | 0.1188 | 0.172 | 20.6 | 0 | 0.82 | 1 | 1 | ol | TRUE
55 | MV_471_0_line_55 |  | 51 | 54 | 0.41891 | 0.061 | 0.056 | 608 | 0 | 0.842 | 1 | 1 | cs | TRUE
56 | MV_471_0_line_56 |  | 52 | 55 | 0.10066 | 0.445 | 0.132 | 190 | 0 | 0.22 | 1 | 1 | cs | TRUE
57 | MV_471_0_line_57 |  | 53 | 56 | 1.2284 | 0.061 | 0.056 | 608 | 0 | 0.842 | 1 | 1 | cs | TRUE
58 | MV_471_0_line_58 |  | 54 | 58 | 0.31685 | 0.445 | 0.132 | 190 | 0 | 0.22 | 1 | 1 | cs | TRUE
59 | MV_471_0_line_59 |  | 54 | 59 | 0.019455 | 0.1188 | 0.172 | 20.6 | 0 | 0.82 | 1 | 1 | ol | TRUE
60 | MV_471_0_line_60 |  | 56 | 57 | 0.060134 | 0.061 | 0.056 | 608 | 0 | 0.842 | 1 | 1 | cs | TRUE
61 | MV_471_0_line_61 |  | 57 | 60 | 0.12631 | 0.1188 | 0.172 | 20.6 | 0 | 0.82 | 1 | 1 | ol | TRUE
62 | MV_471_0_line_62 |  | 58 | 62 | 0.031598 | 0.445 | 0.132 | 190 | 0 | 0.22 | 1 | 1 | cs | TRUE
63 | MV_471_0_line_63 |  | 59 | 63 | 0.073549 | 0.061 | 0.056 | 608 | 0 | 0.842 | 1 | 1 | cs | TRUE
64 | MV_471_0_line_64 |  | 60 | 61 | 0.31897 | 0.061 | 0.056 | 608 | 0 | 0.842 | 1 | 1 | cs | TRUE
65 | MV_471_0_line_65 |  | 61 | 126 | 0.016878 | 0.061 | 0.056 | 608 | 0 | 0.842 | 1 | 1 | cs | TRUE
66 | MV_471_0_line_66 |  | 63 | 64 | 0.55568 | 0.061 | 0.056 | 608 | 0 | 0.842 | 1 | 1 | cs | TRUE
67 | MV_471_0_line_67 |  | 64 | 66 | 0.13769 | 0.1188 | 0.172 | 20.6 | 0 | 0.82 | 1 | 1 | ol | TRUE
68 | MV_471_0_line_68 |  | 65 | 66 | 0.079697 | 0.061 | 0.056 | 608 | 0 | 0.842 | 1 | 1 | cs | TRUE
69 | MV_471_0_line_69 |  | 67 | 68 | 0.014019 | 0.445 | 0.132 | 190 | 0 | 0.22 | 1 | 1 | cs | TRUE
70 | MV_471_0_line_70 |  | 67 | 69 | 0.11661 | 0.445 | 0.132 | 190 | 0 | 0.22 | 1 | 1 | cs | TRUE
71 | MV_471_0_line_71 |  | 69 | 70 | 0.047182 | 0.0515 | 0.029 | 1000 | 0 | 1.276 | 1 | 1 | cs | TRUE
72 | MV_471_0_line_72 |  | 69 | 71 | 0.77357 | 0.0515 | 0.029 | 1000 | 0 | 1.276 | 1 | 1 | cs | TRUE
73 | MV_471_0_line_73 |  | 70 | 72 | 0.14785 | 0.0595 | 0.16 | 22 | 0 | 1.29 | 1 | 1 | ol | TRUE
74 | MV_471_0_line_74 |  | 70 | 73 | 0.11865 | 0.0595 | 0.16 | 22 | 0 | 1.29 | 1 | 1 | ol | TRUE
75 | MV_471_0_line_75 |  | 71 | 76 | 0.10637 | 0.0515 | 0.029 | 1000 | 0 | 1.276 | 1 | 1 | cs | TRUE
76 | MV_471_0_line_76 |  | 71 | 74 | 0.4429 | 0.122 | 0.112 | 304 | 0 | 0.421 | 1 | 1 | cs | TRUE
77 | MV_471_0_line_77 |  | 72 | 89 | 0.021284 | 0.0515 | 0.029 | 1000 | 0 | 1.276 | 1 | 1 | cs | TRUE
78 | MV_471_0_line_78 |  | 73 | 91 | 0.050205 | 0.0515 | 0.029 | 1000 | 0 | 1.276 | 1 | 1 | cs | TRUE
79 | MV_471_0_line_79 |  | 73 | 92 | 0.3255 | 0.0515 | 0.029 | 1000 | 0 | 1.276 | 1 | 1 | cs | TRUE
80 | MV_471_0_line_80 |  | 74 | 75 | 0.061627 | 0.445 | 0.132 | 190 | 0 | 0.22 | 1 | 1 | cs | TRUE
81 | MV_471_0_line_81 |  | 77 | 78 | 0.01255 | 0.122 | 0.112 | 304 | 0 | 0.421 | 1 | 1 | cs | TRUE
82 | MV_471_0_line_82 |  | 77 | 79 | 0.38058 | 0.1188 | 0.172 | 20.6 | 0 | 0.82 | 1 | 1 | ol | TRUE
83 | MV_471_0_line_83 |  | 79 | 93 | 0.044378 | 0.0515 | 0.029 | 1000 | 0 | 1.276 | 1 | 1 | cs | TRUE
84 | MV_471_0_line_84 |  | 80 | 81 | 0.011806 | 0.0515 | 0.029 | 1000 | 0 | 1.276 | 1 | 1 | cs | TRUE
85 | MV_471_0_line_85 |  | 80 | 82 | 0.0061583 | 0.0515 | 0.029 | 1000 | 0 | 1.276 | 1 | 1 | cs | TRUE
86 | MV_471_0_line_86 |  | 81 | 94 | 0.022061 | 0.0515 | 0.029 | 1000 | 0 | 1.276 | 1 | 1 | cs | TRUE
87 | MV_471_0_line_87 |  | 83 | 84 | 0.054111 | 0.0515 | 0.029 | 1000 | 0 | 1.276 | 1 | 1 | cs | TRUE
88 | MV_471_0_line_88 |  | 83 | 85 | 0.086605 | 0.0515 | 0.029 | 1000 | 0 | 1.276 | 1 | 1 | cs | TRUE
89 | MV_471_0_line_89 |  | 83 | 86 | 0.038523 | 0.0515 | 0.029 | 1000 | 0 | 1.276 | 1 | 1 | cs | TRUE
90 | MV_471_0_line_90 |  | 84 | 95 | 0.05244 | 0.0515 | 0.029 | 1000 | 0 | 1.276 | 1 | 1 | cs | TRUE
91 | MV_471_0_line_91 |  | 85 | 87 | 0.018292 | 0.0595 | 0.16 | 22 | 0 | 1.29 | 1 | 1 | ol | TRUE
92 | MV_471_0_line_92 |  | 85 | 88 | 0.027117 | 0.306 | 0.35 | 10 | 0 | 0.35 | 1 | 1 | ol | TRUE
93 | MV_471_0_line_93 |  | 86 | 96 | 0.0085104 | 0.0515 | 0.029 | 1000 | 0 | 1.276 | 1 | 1 | cs | TRUE
94 | MV_471_0_line_94 |  | 87 | 93 | 0.35416 | 0.0595 | 0.16 | 22 | 0 | 1.29 | 1 | 1 | ol | TRUE
95 | MV_471_0_line_95 |  | 89 | 90 | 0.034025 | 0.0515 | 0.029 | 1000 | 0 | 1.276 | 1 | 1 | cs | TRUE
96 | MV_471_0_line_96 |  | 90 | 171 | 0.013424 | 0.0515 | 0.029 | 1000 | 0 | 1.276 | 1 | 1 | cs | TRUE
97 | MV_471_0_line_97 |  | 92 | 102 | 0.17616 | 0.0515 | 0.029 | 1000 | 0 | 1.276 | 1 | 1 | cs | TRUE
98 | MV_471_0_line_98 |  | 92 | 103 | 0.10161 | 0.1188 | 0.172 | 20.6 | 0 | 0.82 | 1 | 1 | ol | TRUE
99 | MV_471_0_line_99 |  | 92 | 98 | 0.31493 | 0.061 | 0.056 | 608 | 0 | 0.842 | 1 | 1 | cs | TRUE
100 | MV_471_0_line_100 |  | 94 | 167 | 0.040447 | 0.0515 | 0.029 | 1000 | 0 | 1.276 | 1 | 1 | cs | TRUE
101 | MV_471_0_line_101 |  | 96 | 110 | 0.034385 | 0.0515 | 0.029 | 1000 | 0 | 1.276 | 1 | 1 | cs | TRUE
102 | MV_471_0_line_102 |  | 97 | 98 | 0.071849 | 0.061 | 0.056 | 608 | 0 | 0.842 | 1 | 1 | cs | TRUE
103 | MV_471_0_line_103 |  | 97 | 99 | 0.068205 | 0.1188 | 0.172 | 20.6 | 0 | 0.82 | 1 | 1 | ol | TRUE
104 | MV_471_0_line_104 |  | 99 | 100 | 0.042385 | 0.061 | 0.056 | 608 | 0 | 0.842 | 1 | 1 | cs | TRUE
105 | MV_471_0_line_105 |  | 100 | 101 | 0.2075 | 0.061 | 0.056 | 608 | 0 | 0.842 | 1 | 1 | cs | TRUE
106 | MV_471_0_line_106 |  | 101 | 104 | 0.38807 | 0.061 | 0.056 | 608 | 0 | 0.842 | 1 | 1 | cs | TRUE
107 | MV_471_0_line_107 |  | 101 | 105 | 0.23591 | 0.445 | 0.132 | 190 | 0 | 0.22 | 1 | 1 | cs | TRUE
108 | MV_471_0_line_108 |  | 102 | 107 | 0.010395 | 0.0515 | 0.029 | 1000 | 0 | 1.276 | 1 | 1 | cs | TRUE
109 | MV_471_0_line_109 |  | 102 | 108 | 0.03922 | 0.0515 | 0.029 | 1000 | 0 | 1.276 | 1 | 1 | cs | TRUE
110 | MV_471_0_line_110 |  | 104 | 106 | 0.085313 | 0.1188 | 0.172 | 20.6 | 0 | 0.82 | 1 | 1 | ol | TRUE
111 | MV_471_0_line_111 |  | 105 | 109 | 0.0060563 | 0.445 | 0.132 | 190 | 0 | 0.22 | 1 | 1 | cs | TRUE
112 | MV_471_0_line_112 |  | 108 | 112 | 0.034358 | 0.0515 | 0.029 | 1000 | 0 | 1.276 | 1 | 1 | cs | TRUE
113 | MV_471_0_line_113 |  | 108 | 111 | 0.10884 | 0.0515 | 0.029 | 1000 | 0 | 1.276 | 1 | 1 | cs | TRUE
114 | MV_471_0_line_114 |  | 110 | 111 | 0.074408 | 0.0595 | 0.16 | 22 | 0 | 1.29 | 1 | 1 | ol | TRUE
115 | MV_471_0_line_115 |  | 112 | 113 | 0.041247 | 0.0595 | 0.16 | 22 | 0 | 1.29 | 1 | 1 | ol | TRUE
116 | MV_471_0_line_116 |  | 112 | 114 | 0.035182 | 0.1188 | 0.172 | 20.6 | 0 | 0.82 | 1 | 1 | ol | TRUE
117 | MV_471_0_line_117 |  | 113 | 115 | 0.13298 | 0.0515 | 0.029 | 1000 | 0 | 1.276 | 1 | 1 | cs | TRUE
118 | MV_471_0_line_118 |  | 115 | 130 | 0.040855 | 0.061 | 0.056 | 608 | 0 | 0.842 | 1 | 1 | cs | TRUE
119 | MV_471_0_line_119 |  | 115 | 131 | 0.00664 | 0.0515 | 0.029 | 1000 | 0 | 1.276 | 1 | 1 | cs | TRUE
120 | MV_471_0_line_120 |  | 116 | 117 | 0.032918 | 0.0515 | 0.029 | 1000 | 0 | 1.276 | 1 | 1 | cs | TRUE
121 | MV_471_0_line_121 |  | 116 | 118 | 0.046634 | 0.0595 | 0.16 | 22 | 0 | 1.29 | 1 | 1 | ol | TRUE
122 | MV_471_0_line_122 |  | 117 | 119 | 0.005474 | 0.0515 | 0.029 | 1000 | 0 | 1.276 | 1 | 1 | cs | TRUE
123 | MV_471_0_line_123 |  | 118 | 120 | 0.21509 | 0.0515 | 0.029 | 1000 | 0 | 1.276 | 1 | 1 | cs | TRUE
124 | MV_471_0_line_124 |  | 118 | 121 | 0.51694 | 0.445 | 0.132 | 190 | 0 | 0.22 | 1 | 1 | cs | TRUE
125 | MV_471_0_line_125 |  | 118 | 122 | 0.45745 | 0.061 | 0.056 | 608 | 0 | 0.842 | 1 | 1 | cs | TRUE
126 | MV_471_0_line_126 |  | 119 | 127 | 0.0060628 | 0.0515 | 0.029 | 1000 | 0 | 1.276 | 1 | 1 | cs | TRUE
127 | MV_471_0_line_127 |  | 120 | 123 | 0.022271 | 0.0515 | 0.029 | 1000 | 0 | 1.276 | 1 | 1 | cs | TRUE
128 | MV_471_0_line_128 |  | 121 | 124 | 0.001541 | 0.445 | 0.132 | 190 | 0 | 0.22 | 1 | 1 | cs | TRUE
129 | MV_471_0_line_129 |  | 121 | 125 | 0.04963 | 0.445 | 0.132 | 190 | 0 | 0.22 | 1 | 1 | cs | TRUE
130 | MV_471_0_line_130 |  | 122 | 126 | 0.048714 | 0.061 | 0.056 | 608 | 0 | 0.842 | 1 | 1 | cs | TRUE
131 | MV_471_0_line_131 |  | 123 | 128 | 0.37919 | 0.0595 | 0.16 | 22 | 0 | 1.29 | 1 | 1 | ol | TRUE
132 | MV_471_0_line_132 |  | 124 | 129 | 0.033807 | 0.445 | 0.132 | 190 | 0 | 0.22 | 1 | 1 | cs | TRUE
133 | MV_471_0_line_133 |  | 128 | 143 | 0.032814 | 0.0515 | 0.029 | 1000 | 0 | 1.276 | 1 | 1 | cs | TRUE
134 | MV_471_0_line_134 |  | 130 | 132 | 0.034763 | 0.1188 | 0.172 | 20.6 | 0 | 0.82 | 1 | 1 | ol | TRUE
135 | MV_471_0_line_135 |  | 131 | 133 | 0.024833 | 0.0515 | 0.029 | 1000 | 0 | 1.276 | 1 | 1 | cs | TRUE
136 | MV_471_0_line_136 |  | 132 | 151 | 0.046375 | 0.1188 | 0.172 | 20.6 | 0 | 0.82 | 1 | 1 | ol | TRUE
137 | MV_471_0_line_137 |  | 133 | 157 | 0.10999 | 0.0515 | 0.029 | 1000 | 0 | 1.276 | 1 | 1 | cs | TRUE
138 | MV_471_0_line_138 |  | 134 | 135 | 0.022451 | 0.445 | 0.132 | 190 | 0 | 0.22 | 1 | 1 | cs | TRUE
139 | MV_471_0_line_139 |  | 135 | 136 | 0.20847 | 0.445 | 0.132 | 190 | 0 | 0.22 | 1 | 1 | cs | TRUE
140 | MV_471_0_line_140 |  | 136 | 137 | 0.058431 | 0.1188 | 0.172 | 20.6 | 0 | 0.82 | 1 | 1 | ol | TRUE
141 | MV_471_0_line_141 |  | 137 | 138 | 0.34146 | 0.0595 | 0.16 | 22 | 0 | 1.29 | 1 | 1 | ol | TRUE
142 | MV_471_0_line_142 |  | 137 | 139 | 0.027975 | 0.0595 | 0.16 | 22 | 0 | 1.29 | 1 | 1 | ol | TRUE
143 | MV_471_0_line_143 |  | 138 | 140 | 0.14085 | 0.0515 | 0.029 | 1000 | 0 | 1.276 | 1 | 1 | cs | TRUE
144 | MV_471_0_line_144 |  | 139 | 157 | 0.26667 | 0.0515 | 0.029 | 1000 | 0 | 1.276 | 1 | 1 | cs | TRUE
145 | MV_471_0_line_145 |  | 140 | 141 | 0.28447 | 0.0515 | 0.029 | 1000 | 0 | 1.276 | 1 | 1 | cs | TRUE
146 | MV_471_0_line_146 |  | 140 | 142 | 0.021367 | 0.0515 | 0.029 | 1000 | 0 | 1.276 | 1 | 1 | cs | TRUE
147 | MV_471_0_line_147 |  | 141 | 143 | 0.12828 | 0.0515 | 0.029 | 1000 | 0 | 1.276 | 1 | 1 | cs | TRUE
148 | MV_471_0_line_148 |  | 141 | 144 | 0.017982 | 0.0515 | 0.029 | 1000 | 0 | 1.276 | 1 | 1 | cs | TRUE
149 | MV_471_0_line_149 |  | 142 | 148 | 0.0072591 | 0.0515 | 0.029 | 1000 | 0 | 1.276 | 1 | 1 | cs | TRUE
150 | MV_471_0_line_150 |  | 145 | 146 | 0.076148 | 0.0515 | 0.029 | 1000 | 0 | 1.276 | 1 | 1 | cs | TRUE
151 | MV_471_0_line_151 |  | 145 | 147 | 0.048258 | 0.0515 | 0.029 | 1000 | 0 | 1.276 | 1 | 1 | cs | TRUE
152 | MV_471_0_line_152 |  | 146 | 149 | 0.035164 | 0.0515 | 0.029 | 1000 | 0 | 1.276 | 1 | 1 | cs | TRUE
153 | MV_471_0_line_153 |  | 148 | 163 | 0.068731 | 0.0515 | 0.029 | 1000 | 0 | 1.276 | 1 | 1 | cs | TRUE
154 | MV_471_0_line_154 |  | 149 | 158 | 0.13697 | 0.0595 | 0.16 | 22 | 0 | 1.29 | 1 | 1 | ol | TRUE
155 | MV_471_0_line_155 |  | 150 | 151 | 0.014855 | 0.445 | 0.132 | 190 | 0 | 0.22 | 1 | 1 | cs | TRUE
156 | MV_471_0_line_156 |  | 152 | 153 | 0.032521 | 0.445 | 0.132 | 190 | 0 | 0.22 | 1 | 1 | cs | TRUE
157 | MV_471_0_line_157 |  | 152 | 154 | 0.38843 | 0.445 | 0.132 | 190 | 0 | 0.22 | 1 | 1 | cs | TRUE
158 | MV_471_0_line_158 |  | 154 | 156 | 0.045595 | 0.445 | 0.132 | 190 | 0 | 0.22 | 1 | 1 | cs | TRUE
159 | MV_471_0_line_159 |  | 158 | 159 | 0.05433 | 0.0515 | 0.029 | 1000 | 0 | 1.276 | 1 | 1 | cs | TRUE
160 | MV_471_0_line_160 |  | 159 | 164 | 0.042258 | 0.0515 | 0.029 | 1000 | 0 | 1.276 | 1 | 1 | cs | TRUE
161 | MV_471_0_line_161 |  | 160 | 161 | 0.049911 | 0.0515 | 0.029 | 1000 | 0 | 1.276 | 1 | 1 | cs | TRUE
162 | MV_471_0_line_162 |  | 161 | 162 | 0.49371 | 0.0515 | 0.029 | 1000 | 0 | 1.276 | 1 | 1 | cs | TRUE
163 | MV_471_0_line_163 |  | 162 | 165 | 0.077014 | 0.0515 | 0.029 | 1000 | 0 | 1.276 | 1 | 1 | cs | TRUE
164 | MV_471_0_line_164 |  | 162 | 163 | 0.11393 | 0.0515 | 0.029 | 1000 | 0 | 1.276 | 1 | 1 | cs | TRUE
165 | MV_471_0_line_165 |  | 163 | 164 | 0.098127 | 0.0595 | 0.16 | 22 | 0 | 1.29 | 1 | 1 | ol | TRUE
166 | MV_471_0_line_166 |  | 164 | 166 | 0.068067 | 0.1188 | 0.172 | 20.6 | 0 | 0.82 | 1 | 1 | ol | TRUE
167 | MV_471_0_line_167 |  | 167 | 168 | 0.06448 | 0.0515 | 0.029 | 1000 | 0 | 1.276 | 1 | 1 | cs | TRUE
168 | MV_471_0_line_168 |  | 168 | 169 | 0.052237 | 0.0515 | 0.029 | 1000 | 0 | 1.276 | 1 | 1 | cs | TRUE
169 | MV_471_0_line_169 |  | 169 | 170 | 0.083197 | 0.0595 | 0.16 | 22 | 0 | 1.29 | 1 | 1 | ol | TRUE
170 | MV_471_0_line_170 |  | 170 | 171 | 0.040087 | 0.0515 | 0.029 | 1000 | 0 | 1.276 | 1 | 1 | cs | TRUE

## trafo
| name | std_type | hv_bus | lv_bus | sn_mva | vn_hv_kv | vn_lv_kv | vk_percent | vkr_percent | pfe_kw | i0_percent | shift_degree | tap_side | tap_neutral | tap_min | tap_max | tap_step_percent | tap_step_degree | tap_pos | tap_phase_shifter | parallel | df | in_service
0 | MV_471_0_trafo_172 | 25 MVA 110/20 kV | 172 | 33 | 25 | 110 | 20 | 12 | 0.41 | 14 | 0.07 | 150 | hv | 0 | -9 | 9 | 1.5 | 0 | 0 | FALSE | 1 | 1 | TRUE

## bus_geodata
| x | y | coords
0 | 2655302.7047 | 1225127.8102
1 | 2653284.7171 | 1224708.5173
2 | 2653117.4836 | 1224814.3226
3 | 2651188.7573 | 1222947.4801
4 | 2651223.3431 | 1222959.4402
5 | 2651317.995 | 1223054.7579
6 | 2651318.2321 | 1223057.1615
7 | 2651481.1804 | 1222549.7327
8 | 2651364.3115 | 1223069.4106
9 | 2651547.7034 | 1222358.7237
10 | 2651350.0564 | 1223119.244
11 | 2650459.6547 | 1221726.1113
12 | 2651541.2726 | 1222354.232
13 | 2652378.9444 | 1221363.4946
14 | 2650385.7937 | 1223886.2951
15 | 2650422.2212 | 1223904.622
16 | 2650325.7424 | 1223983.5986
17 | 2650435.3216 | 1224062.8076
18 | 2650493.0289 | 1224094.0701
19 | 2650534.8893 | 1224116.7477
20 | 2651268.5526 | 1223764.9813
21 | 2651238.7314 | 1223760.3219
22 | 2651250.9751 | 1223859.2772
23 | 2651127.5694 | 1223473.9345
24 | 2651142.0141 | 1223991.3445
25 | 2651150.0174 | 1223417.2478
26 | 2651285.8657 | 1223508.6611
27 | 2651316.5149 | 1224321.6718
28 | 2650987.544 | 1224354.0889
29 | 2651386.163 | 1224361.3635
30 | 2651257.4532 | 1224364.4452
31 | 2651133.0417 | 1223978.3595
32 | 2650862.651 | 1224590.2227
33 | 2650996.2357 | 1224344.0571
34 | 2651343.019 | 1223145.6073
35 | 2651319.4031 | 1223519.5566
36 | 2651517.3153 | 1224366.9332
37 | 2651405.3086 | 1224315.6115
38 | 2650814.4707 | 1224657.4864
39 | 2651315.4198 | 1223537.4
40 | 2651233.3238 | 1223625.6256
41 | 2651226.6898 | 1223622.0286
42 | 2652327.8428 | 1221268.8431
43 | 2652340.9 | 1221281.6101
44 | 2652367.7686 | 1221159.2266
45 | 2652424.7374 | 1221341.3032
46 | 2652452.1203 | 1221322.8022
47 | 2652529.197 | 1221254.5058
48 | 2652560.7705 | 1221225.2552
49 | 2652322.6362 | 1221201.4464
50 | 2652084.4397 | 1225492.4423
51 | 2652074.7796 | 1225529.959
52 | 2651972.2041 | 1225456.4282
53 | 2652108.6713 | 1225427.9364
54 | 2652423.3343 | 1225541.4021
55 | 2651932.2328 | 1225367.8469
56 | 2651815.5302 | 1224963.1008
57 | 2651800.1664 | 1225021.0476
58 | 2652197.5039 | 1225630.8963
59 | 2652440.1221 | 1225551.2338
60 | 2651673.9882 | 1225015.3257
61 | 2651450.5468 | 1225031.857
62 | 2652169.2814 | 1225645.1062
63 | 2652502.499 | 1225590.3301
64 | 2652901.2831 | 1225312.9976
65 | 2652836.5487 | 1225185.0209
66 | 2652782.3629 | 1225243.588
67 | 2650264.809 | 1224283.8311
68 | 2650253.1067 | 1224276.111
69 | 2650197.8397 | 1224379.2746
70 | 2650241.475 | 1224396.8578
71 | 2650059.9049 | 1224330.8616
72 | 2650191.0986 | 1224535.8577
73 | 2650354.7655 | 1224432.1318
74 | 2650014.6228 | 1224235.4224
75 | 2650046.4946 | 1224183.995
76 | 2650126.4627 | 1224247.8844
77 | 2650321.1265 | 1224897.3239
78 | 2650326.5292 | 1224885.9959
79 | 2650363.0811 | 1225275.5854
80 | 2650319.0278 | 1224770.7056
81 | 2650323.593 | 1224759.8153
82 | 2650324.7791 | 1224772.9073
83 | 2650509.0446 | 1224834.0866
84 | 2650563.1031 | 1224829.3201
85 | 2650472.3266 | 1224882.483
86 | 2650505.5823 | 1224795.7199
87 | 2650473.1345 | 1224900.7567
88 | 2650447.141 | 1224892.5332
89 | 2650183.2133 | 1224555.6269
90 | 2650215.2538 | 1224567.3375
91 | 2650377.4838 | 1224387.3607
92 | 2650667.4579 | 1224522.5283
93 | 2650396.387 | 1225246.4986
94 | 2650332.1271 | 1224739.4713
95 | 2650543.3722 | 1224792.2741
96 | 2650504.8174 | 1224787.244
97 | 2650477.7349 | 1224287.5945
98 | 2650527.9543 | 1224339.0854
99 | 2650465.7211 | 1224220.456
100 | 2650434.6027 | 1224230.0047
101 | 2650557.4136 | 1224128.9501
102 | 2650631.7072 | 1224691.2508
103 | 2650709.1363 | 1224429.859
104 | 2650734.8512 | 1224191.8198
105 | 2650603.4315 | 1223906.7815
106 | 2650671.0966 | 1224135.131
107 | 2650641.1081 | 1224695.7446
108 | 2650614.8853 | 1224726.6964
109 | 2650602.5827 | 1223900.785
110 | 2650503.7898 | 1224752.8807
111 | 2650516.762 | 1224679.612
112 | 2650645.9264 | 1224741.614
113 | 2650683.2528 | 1224759.1646
114 | 2650637.6245 | 1224775.8023
115 | 2650776.391 | 1224839.3075
116 | 2651287.6872 | 1224875.1885
117 | 2651319.5615 | 1224883.7572
118 | 2651260.2211 | 1224912.8754
119 | 2651324.8404 | 1224885.2592
120 | 2651114.6117 | 1224958.9414
121 | 2650954.9207 | 1224762.996
122 | 2651408.7023 | 1225061.2472
123 | 2651101.8096 | 1224977.165
124 | 2650954.0003 | 1224764.2334
125 | 2650983.4869 | 1224722.4154
126 | 2651437.0953 | 1225021.6122
127 | 2651330.6826 | 1224886.8796
128 | 2651052.9068 | 1225353.1899
129 | 2650933.4818 | 1224791.1412
130 | 2650735.8384 | 1224838.3391
131 | 2650783.011 | 1224840.031
132 | 2650715.0711 | 1224866.2169
133 | 2650807.7168 | 1224842.9546
134 | 2650789.9838 | 1225227.6417
135 | 2650795.0526 | 1225205.7714
136 | 2650869.5214 | 1225039.8264
137 | 2650906.1339 | 1224994.2888
138 | 2650779.3765 | 1225311.3476
139 | 2650885.0254 | 1224975.9303
140 | 2650788.0376 | 1225449.4849
141 | 2650950.2137 | 1225426.1891
142 | 2650789.0211 | 1225470.8292
143 | 2651060.1524 | 1225385.1941
144 | 2650954.3169 | 1225443.6972
145 | 2650582.1549 | 1225314.6602
146 | 2650580.8028 | 1225389.9065
147 | 2650629.0633 | 1225321.5975
148 | 2650789.3552 | 1225478.0806
149 | 2650615.811 | 1225393.2127
150 | 2650663.3216 | 1224870.4083
151 | 2650669.6302 | 1224856.9536
152 | 2651513.0286 | 1224501.3126
153 | 2651545.0067 | 1224507.7155
154 | 2651256.1815 | 1224590.4964
155 | 2651500.2027 | 1224353.7659
156 | 2651221.2422 | 1224597.8226
157 | 2650911.089 | 1224820.0343
158 | 2650599.3879 | 1225529.1976
159 | 2650652.6364 | 1225539.9822
160 | 2650681.6956 | 1225896.7309
161 | 2650671.8227 | 1225940.3886
162 | 2650827.2445 | 1225630.6208
163 | 2650792.5142 | 1225546.7279
164 | 2650694.3879 | 1225546.29
165 | 2650834.1248 | 1225700.8817
166 | 2650700.3443 | 1225614.0954
167 | 2650347.773 | 1224702.1729
168 | 2650324.8968 | 1224662.9998
169 | 2650343.6644 | 1224614.2393
170 | 2650265.5175 | 1224585.696
171 | 2650227.8634 | 1224571.9431
172 | 2650996.2357 | 1224344.0571

## line_std_types
| c_nf_per_km | r_ohm_per_km | x_ohm_per_km | max_i_ka | type | q_mm2 | alpha | voltage_rating
NAYY 4x50 SE | 210 | 0.642 | 0.083 | 0.142 | cs | 50 | 0.00403 | LV
NAYY 4x120 SE | 264 | 0.225 | 0.08 | 0.242 | cs | 120 | 0.00403 | LV
NAYY 4x150 SE | 261 | 0.208 | 0.08 | 0.27 | cs | 150 | 0.00403 | LV
NA2XS2Y 1x95 RM/25 12/20 kV | 216 | 0.313 | 0.132 | 0.252 | cs | 95 | 0.00403 | MV
NA2XS2Y 1x185 RM/25 12/20 kV | 273 | 0.161 | 0.117 | 0.362 | cs | 185 | 0.00403 | MV
NA2XS2Y 1x240 RM/25 12/20 kV | 304 | 0.122 | 0.112 | 0.421 | cs | 240 | 0.00403 | MV
NA2XS2Y 1x95 RM/25 6/10 kV | 315 | 0.313 | 0.123 | 0.249 | cs | 95 | 0.00403 | MV
NA2XS2Y 1x185 RM/25 6/10 kV | 406 | 0.161 | 0.11 | 0.358 | cs | 185 | 0.00403 | MV
NA2XS2Y 1x240 RM/25 6/10 kV | 456 | 0.122 | 0.105 | 0.416 | cs | 240 | 0.00403 | MV
NA2XS2Y 1x150 RM/25 12/20 kV | 250 | 0.206 | 0.116 | 0.319 | cs | 150 | 0.00403 | MV
NA2XS2Y 1x120 RM/25 12/20 kV | 230 | 0.253 | 0.119 | 0.283 | cs | 120 | 0.00403 | MV
NA2XS2Y 1x70 RM/25 12/20 kV | 190 | 0.443 | 0.132 | 0.22 | cs | 70 | 0.00403 | MV
NA2XS2Y 1x150 RM/25 6/10 kV | 360 | 0.206 | 0.11 | 0.315 | cs | 150 | 0.00403 | MV
NA2XS2Y 1x120 RM/25 6/10 kV | 340 | 0.253 | 0.113 | 0.28 | cs | 120 | 0.00403 | MV
NA2XS2Y 1x70 RM/25 6/10 kV | 280 | 0.443 | 0.123 | 0.217 | cs | 70 | 0.00403 | MV
N2XS(FL)2Y 1x120 RM/35 64/110 kV | 112 | 0.153 | 0.166 | 0.366 | cs | 120 | 0.00393 | HV
N2XS(FL)2Y 1x185 RM/35 64/110 kV | 125 | 0.099 | 0.156 | 0.457 | cs | 185 | 0.00393 | HV
N2XS(FL)2Y 1x240 RM/35 64/110 kV | 135 | 0.075 | 0.149 | 0.526 | cs | 240 | 0.00393 | HV
N2XS(FL)2Y 1x300 RM/35 64/110 kV | 144 | 0.06 | 0.144 | 0.588 | cs | 300 | 0.00393 | HV
15-AL1/3-ST1A 0.4 | 11 | 1.8769 | 0.35 | 0.105 | ol | 16 | 0.00403 | LV
24-AL1/4-ST1A 0.4 | 11.25 | 1.2012 | 0.335 | 0.14 | ol | 24 | 0.00403 | LV
48-AL1/8-ST1A 0.4 | 12.2 | 0.5939 | 0.3 | 0.21 | ol | 48 | 0.00403 | LV
94-AL1/15-ST1A 0.4 | 13.2 | 0.306 | 0.29 | 0.35 | ol | 94 | 0.00403 | LV
34-AL1/6-ST1A 10.0 | 9.7 | 0.8342 | 0.36 | 0.17 | ol | 34 | 0.00403 | MV
48-AL1/8-ST1A 10.0 | 10.1 | 0.5939 | 0.35 | 0.21 | ol | 48 | 0.00403 | MV
70-AL1/11-ST1A 10.0 | 10.4 | 0.4132 | 0.339 | 0.29 | ol | 70 | 0.00403 | MV
94-AL1/15-ST1A 10.0 | 10.75 | 0.306 | 0.33 | 0.35 | ol | 94 | 0.00403 | MV
122-AL1/20-ST1A 10.0 | 11.1 | 0.2376 | 0.323 | 0.41 | ol | 122 | 0.00403 | MV
149-AL1/24-ST1A 10.0 | 11.25 | 0.194 | 0.315 | 0.47 | ol | 149 | 0.00403 | MV
34-AL1/6-ST1A 20.0 | 9.15 | 0.8342 | 0.382 | 0.17 | ol | 34 | 0.00403 | MV
48-AL1/8-ST1A 20.0 | 9.5 | 0.5939 | 0.372 | 0.21 | ol | 48 | 0.00403 | MV
70-AL1/11-ST1A 20.0 | 9.7 | 0.4132 | 0.36 | 0.29 | ol | 70 | 0.00403 | MV
94-AL1/15-ST1A 20.0 | 10 | 0.306 | 0.35 | 0.35 | ol | 94 | 0.00403 | MV
122-AL1/20-ST1A 20.0 | 10.3 | 0.2376 | 0.344 | 0.41 | ol | 122 | 0.00403 | MV
149-AL1/24-ST1A 20.0 | 10.5 | 0.194 | 0.337 | 0.47 | ol | 149 | 0.00403 | MV
184-AL1/30-ST1A 20.0 | 10.75 | 0.1571 | 0.33 | 0.535 | ol | 184 | 0.00403 | MV
243-AL1/39-ST1A 20.0 | 11 | 0.1188 | 0.32 | 0.645 | ol | 243 | 0.00403 | MV
48-AL1/8-ST1A 110.0 | 8 | 0.5939 | 0.46 | 0.21 | ol | 48 | 0.00403 | HV
70-AL1/11-ST1A 110.0 | 8.4 | 0.4132 | 0.45 | 0.29 | ol | 70 | 0.00403 | HV
94-AL1/15-ST1A 110.0 | 8.65 | 0.306 | 0.44 | 0.35 | ol | 94 | 0.00403 | HV
122-AL1/20-ST1A 110.0 | 8.5 | 0.2376 | 0.43 | 0.41 | ol | 122 | 0.00403 | HV
149-AL1/24-ST1A 110.0 | 8.75 | 0.194 | 0.41 | 0.47 | ol | 149 | 0.00403 | HV
184-AL1/30-ST1A 110.0 | 8.8 | 0.1571 | 0.4 | 0.535 | ol | 184 | 0.00403 | HV
243-AL1/39-ST1A 110.0 | 9 | 0.1188 | 0.39 | 0.645 | ol | 243 | 0.00403 | HV
305-AL1/39-ST1A 110.0 | 9.2 | 0.0949 | 0.38 | 0.74 | ol | 305 | 0.00403 | HV
490-AL1/64-ST1A 110.0 | 9.75 | 0.059 | 0.37 | 0.96 | ol | 490 | 0.00403 | HV
679-AL1/86-ST1A 110.0 | 9.95 | 0.042 | 0.36 | 1.15 | ol | 679 | 0.00403 | HV
490-AL1/64-ST1A 220.0 | 10 | 0.059 | 0.285 | 0.96 | ol | 490 | 0.00403 | HV
679-AL1/86-ST1A 220.0 | 11.7 | 0.042 | 0.275 | 1.15 | ol | 679 | 0.00403 | HV
490-AL1/64-ST1A 380.0 | 11 | 0.059 | 0.253 | 0.96 | ol | 490 | 0.00403 | HV
679-AL1/86-ST1A 380.0 | 14.6 | 0.042 | 0.25 | 1.15 | ol | 679 | 0.00403 | HV

## trafo_std_types
| i0_percent | pfe_kw | vkr_percent | sn_mva | vn_lv_kv | vn_hv_kv | vk_percent | shift_degree | vector_group | tap_side | tap_neutral | tap_min | tap_max | tap_step_degree | tap_step_percent | tap_phase_shifter
160 MVA 380/110 kV | 0.06 | 60 | 0.25 | 160 | 110 | 380 | 12.2 | 0 | Yy0 | hv | 0 | -9 | 9 | 0 | 1.5 | FALSE
100 MVA 220/110 kV | 0.06 | 55 | 0.26 | 100 | 110 | 220 | 12 | 0 | Yy0 | hv | 0 | -9 | 9 | 0 | 1.5 | FALSE
63 MVA 110/20 kV | 0.04 | 22 | 0.32 | 63 | 20 | 110 | 18 | 150 | YNd5 | hv | 0 | -9 | 9 | 0 | 1.5 | FALSE
40 MVA 110/20 kV | 0.05 | 18 | 0.34 | 40 | 20 | 110 | 16.2 | 150 | YNd5 | hv | 0 | -9 | 9 | 0 | 1.5 | FALSE
25 MVA 110/20 kV | 0.07 | 14 | 0.41 | 25 | 20 | 110 | 12 | 150 | YNd5 | hv | 0 | -9 | 9 | 0 | 1.5 | FALSE
63 MVA 110/10 kV | 0.04 | 22 | 0.32 | 63 | 10 | 110 | 18 | 150 | YNd5 | hv | 0 | -9 | 9 | 0 | 1.5 | FALSE
40 MVA 110/10 kV | 0.05 | 18 | 0.34 | 40 | 10 | 110 | 16.2 | 150 | YNd5 | hv | 0 | -9 | 9 | 0 | 1.5 | FALSE
25 MVA 110/10 kV | 0.07 | 14 | 0.41 | 25 | 10 | 110 | 12 | 150 | YNd5 | hv | 0 | -9 | 9 | 0 | 1.5 | FALSE
0.25 MVA 20/0.4 kV | 0.32 | 0.8 | 1.44 | 0.25 | 0.4 | 20 | 6 | 150 | Yzn5 | hv | 0 | -2 | 2 | 0 | 2.5 | FALSE
0.4 MVA 20/0.4 kV | 0.3375 | 1.35 | 1.425 | 0.4 | 0.4 | 20 | 6 | 150 | Dyn5 | hv | 0 | -2 | 2 | 0 | 2.5 | FALSE
0.63 MVA 20/0.4 kV | 0.2619 | 1.65 | 1.206 | 0.63 | 0.4 | 20 | 6 | 150 | Dyn5 | hv | 0 | -2 | 2 | 0 | 2.5 | FALSE
0.25 MVA 10/0.4 kV | 0.24 | 0.6 | 1.2 | 0.25 | 0.4 | 10 | 4 | 150 | Dyn5 | hv | 0 | -2 | 2 | 0 | 2.5 | FALSE
0.4 MVA 10/0.4 kV | 0.2375 | 0.95 | 1.325 | 0.4 | 0.4 | 10 | 4 | 150 | Dyn5 | hv | 0 | -2 | 2 | 0 | 2.5 | FALSE
0.63 MVA 10/0.4 kV | 0.1873 | 1.18 | 1.0794 | 0.63 | 0.4 | 10 | 4 | 150 | Dyn5 | hv | 0 | -2 | 2 | 0 | 2.5 | FALSE

## trafo3w_std_types
| sn_hv_mva | sn_mv_mva | sn_lv_mva | vn_hv_kv | vn_mv_kv | vn_lv_kv | vk_hv_percent | vk_mv_percent | vk_lv_percent | vkr_hv_percent | vkr_mv_percent | vkr_lv_percent | pfe_kw | i0_percent | shift_mv_degree | shift_lv_degree | vector_group | tap_side | tap_neutral | tap_min | tap_max | tap_step_percent
63/25/38 MVA 110/20/10 kV | 63 | 25 | 38 | 110 | 20 | 10 | 10.4 | 10.4 | 10.4 | 0.28 | 0.32 | 0.35 | 35 | 0.89 | 0 | 0 | YN0yn0yn0 | hv | 0 | -10 | 10 | 1.2
63/25/38 MVA 110/10/10 kV | 63 | 25 | 38 | 110 | 10 | 10 | 10.4 | 10.4 | 10.4 | 0.28 | 0.32 | 0.35 | 35 | 0.89 | 0 | 0 | YN0yn0yn0 | hv | 0 | -10 | 10 | 1.2

## fuse_std_types
| fuse_type | i_rated_a | t_avg | t_min | t_total | x_avg | x_min | x_total
HV 100A | HV 100A | 100 | 0 | [10.0, 3.64, 0.854, 0.281, 0.1, 0.0531, 0.022, 0.01] | [10.0, 4.267, 1.21, 0.403, 0.1, 0.058, 0.022, 0.01] | 0 | [300.0, 350.0, 450.0, 550.0, 700.0, 850.0, 1200.0, 1752.0] | [600.0, 700.0, 900.0, 1150.0, 1665.0, 2000.0, 3000.0, 4313.0]
HV 10A | HV 10A | 10 | 0 | [10.0, 1675.0, 0.344, 0.156, 0.1, 0.0417, 0.0171, 0.01] | [10.0, 1.3, 0.3, 0.155, 0.1, 0.0555, 0.023, 0.01] | 0 | [30.0, 32.0, 35.0, 37.0, 39.0, 50.0, 70.0, 88.0] | [60.0, 70.0, 80.0, 87.0, 94.0, 110.0, 150.0, 216.0]
HV 125A | HV 125A | 125 | 0 | [10.0, 1.82, 0.344, 0.1, 0.0467, 0.0269, 0.01] | [10.0, 2.478, 0.426, 0.1, 0.0427, 0.0211, 0.01] | 0 | [375.0, 500.0, 700.0, 925.0, 1200.0, 1500.0, 2341.0] | [750.0, 1000.0, 1500.0, 2200.0, 3000.0, 4000.0, 5765.0]
HV 160A | HV 160A | 160 | 0 | [10.0, 4.15, 1.03, 0.198, 0.1, 0.051, 0.0172, 0.01] | [10.0, 2.3, 0.734, 0.274, 0.1, 0.046, 0.0177, 0.01] | 0 | [480.0, 550.0, 700.0, 1000.0, 1260.0, 1600.0, 2500.0, 3227.0] | [960.0, 1300.0, 1700.0, 2200.0, 2996.0, 4000.0, 6000.0, 7946.0]
HV 16A | HV 16A | 16 | 0 | [10.0, 0.352, 0.164, 0.1, 0.0649, 0.0342, 0.01] | [10.0, 2.34, 0.722, 0.181, 0.1, 0.055, 0.0296, 0.01] | 0 | [48.0, 60.0, 65.0, 71.0, 80.0, 100.0, 162.0] | [96.0, 110.0, 125.0, 150.0, 168.0, 200.0, 250.0, 398.0]
HV 200A | HV 200A | 200 | 0 | [10.0, 4.267, 1.21, 0.403, 0.1, 0.058, 0.022, 0.01] | [10.0, 3.73, 1.654, 0.328, 0.1, 0.0531, 0.019, 0.01] | 0 | [600.0, 700.0, 900.0, 1150.0, 1665.0, 2000.0, 3000.0, 4313.0] | [1200.0, 1500.0, 1800.0, 2700.0, 3960.0, 5000.0, 7500.0, 10620.0]
HV 20A | HV 20A | 20 | 0 | [10.0, 1.3, 0.3, 0.155, 0.1, 0.0555, 0.023, 0.01] | [10.0, 1.3, 0.161, 0.1, 0.0611, 0.0399, 0.0141, 0.01] | 0 | [60.0, 70.0, 80.0, 87.0, 94.0, 110.0, 150.0, 216.0] | [120.0, 150.0, 200.0, 223.0, 260.0, 300.0, 450.0, 532.0]
HV 25A | HV 25A | 25 | 0 | [10.0, 2.512, 0.833, 0.299, 0.1, 0.0372, 0.0223, 0.01] | [10.0, 3.125, 0.597, 0.198, 0.1, 0.0378, 0.022, 0.01] | 0 | [75.0, 82.0, 90.0, 100.0, 124.0, 170.0, 200.0, 289.0] | [150.0, 170.0, 210.0, 250.0, 294.0, 400.0, 500.0, 711.0]
HV 31.5A | HV 31.5A | 31.5 | 0 | [10.0, 2.34, 0.722, 0.181, 0.1, 0.055, 0.0296, 0.01] | [10.0, 2.84, 0.368, 0.164, 0.1, 0.0621, 0.0378, 0.0195, 0.01] | 0 | [95.0, 110.0, 125.0, 150.0, 165.0, 200.0, 250.0, 390.0] | [189.0, 220.0, 300.0, 350.0, 393.0, 450.0, 530.0, 700.0, 960.0]
HV 40A | HV 40A | 40 | 0 | [10.0, 1.3, 0.161, 0.1, 0.0611, 0.0399, 0.0141, 0.01] | [10.0, 2.05, 0.369, 0.198, 0.1, 0.051, 0.0298, 0.01] | 0 | [120.0, 150.0, 200.0, 223.0, 260.0, 300.0, 450.0, 532.0] | [240.0, 300.0, 400.0, 450.0, 530.0, 650.0, 800.0, 1311.0]
HV 50A | HV 50A | 50 | 0 | [10.0, 3.215, 0.597, 0.198, 0.1, 0.0378, 0.022, 0.01] | [10.0, 3.64, 0.854, 0.281, 0.1, 0.0531, 0.022, 0.01] | 0 | [150.0, 170.0, 210.0, 250.0, 294.0, 400.0, 500.0, 711.0] | [300.0, 350.0, 450.0, 550.0, 700.0, 850.0, 1200.0, 1752.0]
HV 6.3A | HV 6.3A | 6.3 | 0 | [10.0, 1.39, 0.344, 0.168, 0.1, 0.056, 0.0263, 0.01] | [10.0, 1.711, 0.516, 0.198, 0.1, 0.0634, 0.0303, 0.01] | 0 | [19.0, 19.5, 20.4, 20.8, 22.0, 25.0, 32.0, 48.0] | [38.0, 40.0, 43.0, 48.0, 53.0, 60.0, 75.0, 118.0]
HV 63A | HV 63A | 63 | 0 | [10.0, 2.84, 0.368, 0.164, 0.1, 0.0621, 0.0378, 0.0195, 0.01] | [10.0, 1.82, 0.344, 0.1, 0.0467, 0.0269, 0.01] | 0 | [189.0, 220.0, 300.0, 350.0, 393.0, 450.0, 530.0, 700.0, 961.0] | [378.0, 500.0, 700.0, 934.0, 1200.0, 1500.0, 2366.0]
HV 80A | HV 80A | 80 | 0 | [10.0, 2.05, 0.369, 0.198, 0.1, 0.051, 0.0298, 0.01] | [10.0, 4.15, 1.03, 0.198, 0.1, 0.051, 0.0172, 0.01] | 0 | [240.0, 300.0, 400.0, 450.0, 530.0, 650.0, 800.0, 1311.0] | [480.0, 550.0, 700.0, 1000.0, 1260.0, 1600.0, 2500.0, 3227.0]
Siemens NH-1-100 | Siemens NH-1-100 | 100 | [5400.0, 2000.0, 400.0, 20.0, 1.0, 0.2, 0.012, 0.004] | 0 | 0 | [150.0, 190.0, 250.0, 430.0, 900.0, 1250.0, 2700.0, 3600.0] | 0 | 0
Siemens NH-1-125 | Siemens NH-1-125 | 125 | [4800.0, 120.0, 7.0, 0.1, 0.004] | 0 | 0 | [180.0, 400.0, 740.0, 2000.0, 4250.0] | 0 | 0
Siemens NH-1-16 | Siemens NH-1-16 | 16 | [4000.0, 400.0, 2.0, 0.1, 0.04, 0.01] | 0 | 0 | [26.0, 35.0, 75.0, 150.0, 200.0, 300.0] | 0 | 0
Siemens NH-1-160 | Siemens NH-1-160 | 160 | [4800.0, 120.0, 7.0, 0.1, 0.004] | 0 | 0 | [210.0, 500.0, 900.0, 2300.0, 5000.0] | 0 | 0
Siemens NH-1-25 | Siemens NH-1-25 | 25 | [4000.0, 1000.0, 10.0, 0.2, 0.02, 0.01] | 0 | 0 | [40.0, 50.0, 100.0, 210.0, 400.0, 500.0] | 0 | 0
Siemens NH-1-50 | Siemens NH-1-50 | 50 | [4000.0, 40.0, 4.0, 1.0, 0.02, 0.01] | 0 | 0 | [86.0, 200.0, 300.0, 400.0, 1000.0, 1280.0] | 0 | 0
Siemens NH-1-63 | Siemens NH-1-63 | 63 | [4000.0, 100.0, 10.0, 2.0, 0.04, 0.01] | 0 | 0 | [100.0, 200.0, 300.0, 400.0, 1000.0, 1500.0] | 0 | 0
Siemens NH-1-80 | Siemens NH-1-80 | 80 | [4800.0, 120.0, 7.0, 0.1, 0.01] | 0 | 0 | [150.58, 250.0, 450.0, 1150.0, 2470.0] | 0 | 0
Siemens NH-2-1000 | Siemens NH-2-1000 | 1000 | [4800.0, 120.0, 7.0, 0.1, 0.004] | 0 | 0 | [1900.0, 3500.0, 8400.0, 24000.0, 52000.0] | 0 | 0
Siemens NH-2-200 | Siemens NH-2-200 | 200 | [4800.0, 120.0, 7.0, 0.1, 0.004] | 0 | 0 | [280.0, 650.0, 1200.0, 3000.0, 7000.0] | 0 | 0
Siemens NH-2-224 | Siemens NH-2-224 | 224 | [4800.0, 120.0, 7.0, 0.2, 0.04, 0.004] | 0 | 0 | [400.0, 750.0, 1453.0, 3025.0, 4315.0, 7600.0] | 0 | 0
Siemens NH-2-250 | Siemens NH-2-250 | 250 | [4800.0, 120.0, 7.0, 0.1, 0.004] | 0 | 0 | [450.0, 800.0, 1650.0, 4000.0, 8500.0] | 0 | 0
Siemens NH-2-315 | Siemens NH-2-315 | 315 | [4800.0, 120.0, 7.0, 0.1, 0.004] | 0 | 0 | [550.0, 920.0, 1900.0, 5000.0, 11000.0] | 0 | 0
Siemens NH-2-355 | Siemens NH-2-355 | 355 | [4800.0, 120.0, 6.0, 0.1, 0.004] | 0 | 0 | [650.0, 1116.27, 2350.0, 5840.0, 12790.0] | 0 | 0
Siemens NH-2-400 | Siemens NH-2-400 | 400 | [4800.0, 120.0, 7.0, 0.1, 0.004] | 0 | 0 | [720.0, 1350.0, 2800.0, 6500.0, 15000.0] | 0 | 0
Siemens NH-2-425 | Siemens NH-2-425 | 425 | [4800.0, 120.0, 7.0, 0.1, 0.004] | 0 | 0 | [850.0, 1500.0, 3050.0, 7500.0, 16500.0] | 0 | 0
Siemens NH-2-630 | Siemens NH-2-630 | 630 | [4800.0, 120.0, 7.0, 0.1, 0.004] | 0 | 0 | [1200.0, 2000.0, 4800.0, 12000.0, 26000.0] | 0 | 0

## res_bus
| vm_pu | va_degree | p_mw | q_mvar
0 | 0.99346 | -0.20557 | 0.16125 | 0.078099
1 | 0.99363 | -0.19996 | 0.2242 | 0.10859
2 | 0.99366 | -0.19867 | 0 | 0
3 | 0.98926 | 0.024152 | 0.31881 | 0.15441
4 | 0.98928 | 0.024296 | 0 | 0
5 | 0.98936 | 0.023639 | 0 | 0
6 | 0.98935 | 0.023648 | 0.29409 | 0.14243
7 | 0.98777 | 0.037886 | 0 | 0
8 | 0.98953 | 0.022079 | 0 | 0
9 | 0.98691 | 0.032146 | 0.18456 | 0.089385
10 | 0.98976 | 0.020078 | 0.07254 | 0.035133
11 | 0.98664 | 0.030391 | 0.10861 | 0.052601
12 | 0.98691 | 0.032156 | 0 | 0
13 | 0.98217 | 0.00016203 | 0 | 0
14 | 0.99754 | -0.068696 | 0.245 | 0.11866
15 | 0.99753 | -0.068664 | 0.068019 | 0.032943
16 | 0.99758 | -0.06911 | 0 | 0
17 | 0.99768 | -0.069949 | 0 | 0
18 | 0.99771 | -0.070152 | 0.1409 | 0.068243
19 | 0.99774 | -0.070376 | 0.26579 | 0.12873
20 | 0.99644 | -0.036897 | 0.37525 | 0.18174
21 | 0.9963 | -0.035746 | 0 | 0
22 | 0.99665 | -0.03453 | 0 | 0
23 | 0.99354 | -0.012534 | 0 | 0
24 | 0.99817 | -0.016955 | 0 | 0
25 | 0.99351 | -0.012266 | 0.36154 | 0.1751
26 | 0.99196 | 0.00090867 | 0 | 0
27 | 0.99932 | -0.0034831 | 0 | 0
28 | 0.99995 | -0.00029523 | 0 | 0
29 | 0.99916 | -0.002062 | 0 | 0
30 | 0.9993 | -0.0036319 | 0.16829 | 0.081508
31 | 0.99816 | -0.016903 | 0.2751 | 0.13324
32 | 0.99912 | -0.0060672 | 0 | 0
33 | 1 | 0 | -21.4877 | -9.0836
34 | 0.98989 | 0.018866 | 0 | 0
35 | 0.99194 | 0.0010682 | 0.32025 | 0.1551
36 | 0.99888 | 0.00035597 | 0 | 0
37 | 0.99914 | -0.0018441 | 0.36603 | 0.17728
38 | 0.99891 | -0.007446 | 0.37109 | 0.17973
39 | 0.99194 | 0.0010808 | 0 | 0
40 | 0.99192 | 0.0012184 | 0 | 0
41 | 0.99192 | 0.0012256 | 0.079238 | 0.038377
42 | 0.98212 | 0.00055077 | 0 | 0
43 | 0.98212 | 0.00057482 | 0.10744 | 0.052035
44 | 0.9821 | 0.00073719 | 0 | 0
45 | 0.98206 | 0.0011971 | 1.4914 | 0.7223
46 | 0.98206 | 0.0012534 | 0 | 0
47 | 0.98202 | 0.0015432 | 0 | 0
48 | 0.98201 | 0.0014575 | 0.15869 | 0.076857
49 | 0.98209 | 0.00081457 | 0.10472 | 0.050717
50 | 0.99401 | -0.18991 | 0.37851 | 0.18332
51 | 0.994 | -0.19014 | 0 | 0
52 | 0.994 | -0.18984 | 0 | 0
53 | 0.99406 | -0.18781 | 0 | 0
54 | 0.99389 | -0.19261 | 0 | 0
55 | 0.99399 | -0.18976 | 0.069997 | 0.033901
56 | 0.99448 | -0.1777 | 0 | 0
57 | 0.9945 | -0.17718 | 0.2492 | 0.12069
58 | 0.99384 | -0.19221 | 0 | 0
59 | 0.99388 | -0.193 | 0.30594 | 0.14817
60 | 0.99461 | -0.17259 | 0 | 0
61 | 0.99474 | -0.16948 | 0 | 0
62 | 0.99383 | -0.19216 | 0.12857 | 0.062269
63 | 0.99387 | -0.1933 | 0 | 0
64 | 0.99378 | -0.1954 | 0 | 0
65 | 0.99372 | -0.19752 | 0 | 0
66 | 0.99372 | -0.19736 | 0.40811 | 0.19766
67 | 0.99762 | -0.07154 | 0.15769 | 0.076371
68 | 0.99761 | -0.071443 | 0.57854 | 0.2802
69 | 0.99773 | -0.072559 | 0 | 0
70 | 0.99774 | -0.072481 | 0.55669 | 0.26962
71 | 0.99769 | -0.073191 | 0 | 0
72 | 0.9977 | -0.074863 | 0.071138 | 0.034454
73 | 0.99783 | -0.066677 | 0 | 0
74 | 0.99767 | -0.073666 | 0 | 0
75 | 0.99766 | -0.073581 | 0.11801 | 0.057154
76 | 0.99768 | -0.073213 | 0.26503 | 0.12836
77 | 0.99742 | -0.075061 | 0 | 0
78 | 0.99741 | -0.075089 | 0.29039 | 0.14064
79 | 0.99747 | -0.073233 | 0.11066 | 0.053595
80 | 0.99767 | -0.07595 | 0 | 0
81 | 0.99767 | -0.07595 | 0 | 0
82 | 0.99767 | -0.075951 | 0.077952 | 0.037754
83 | 0.99754 | -0.070213 | 0 | 0
84 | 0.99754 | -0.07022 | 0 | 0
85 | 0.99753 | -0.070264 | 0 | 0
86 | 0.99754 | -0.070182 | 0.082693 | 0.04005
87 | 0.99752 | -0.070516 | 0.32682 | 0.15829
88 | 0.99752 | -0.070346 | 0.10441 | 0.05057
89 | 0.9977 | -0.074878 | 0 | 0
90 | 0.99769 | -0.074902 | 0 | 0
91 | 0.99783 | -0.066682 | 0.13483 | 0.065303
92 | 0.99797 | -0.065685 | 0 | 0
93 | 0.99748 | -0.073221 | 0 | 0
94 | 0.99767 | -0.075948 | 0.12154 | 0.058865
95 | 0.99754 | -0.070225 | 0.10529 | 0.050996
96 | 0.99755 | -0.070174 | 0 | 0
97 | 0.99785 | -0.068053 | 0.25779 | 0.12486
98 | 0.99788 | -0.06762 | 0 | 0
99 | 0.99782 | -0.069436 | 0.095391 | 0.0462
100 | 0.99781 | -0.069632 | 0 | 0
101 | 0.99776 | -0.070577 | 0 | 0
102 | 0.99767 | -0.067728 | 0 | 0
103 | 0.99796 | -0.066128 | 0.26514 | 0.12841
104 | 0.99774 | -0.070995 | 0 | 0
105 | 0.99773 | -0.070344 | 0 | 0
106 | 0.99773 | -0.071344 | 0.2484 | 0.1203
107 | 0.99767 | -0.067729 | 0.18515 | 0.089673
108 | 0.99761 | -0.068174 | 0 | 0
109 | 0.99773 | -0.070337 | 0.097641 | 0.04729
110 | 0.99755 | -0.070144 | 0.27513 | 0.13325
111 | 0.99758 | -0.068296 | 0 | 0
112 | 0.99756 | -0.068524 | 0.25177 | 0.12194
113 | 0.99745 | -0.075398 | 0 | 0
114 | 0.99755 | -0.068758 | 0.40397 | 0.19565
115 | 0.99727 | -0.076692 | 0 | 0
116 | 0.99496 | -0.16411 | 0.39918 | 0.19333
117 | 0.99496 | -0.16412 | 0 | 0
118 | 0.99497 | -0.1636 | 0 | 0
119 | 0.99496 | -0.16412 | 0 | 0
120 | 0.99509 | -0.16258 | 0 | 0
121 | 0.9945 | -0.15936 | 0 | 0
122 | 0.99476 | -0.16877 | 0 | 0
123 | 0.99511 | -0.16248 | 0.11757 | 0.056942
124 | 0.9945 | -0.15935 | 0 | 0
125 | 0.99448 | -0.15915 | 0.36273 | 0.17568
126 | 0.99474 | -0.16932 | 0.33514 | 0.16232
127 | 0.99496 | -0.16412 | 0.18239 | 0.088334
128 | 0.99553 | -0.13478 | 0.27256 | 0.13201
129 | 0.99448 | -0.15921 | 0.35834 | 0.17355
130 | 0.99726 | -0.076783 | 0.35671 | 0.17276
131 | 0.99726 | -0.076753 | 0.41289 | 0.19997
132 | 0.99726 | -0.076914 | 0.071339 | 0.034551
133 | 0.99723 | -0.076978 | 0 | 0
134 | 0.99665 | -0.084138 | 0.19063 | 0.092324
135 | 0.99666 | -0.084189 | 0 | 0
136 | 0.99671 | -0.084627 | 0 | 0
137 | 0.99671 | -0.084438 | 0.35611 | 0.17247
138 | 0.99597 | -0.13124 | 0 | 0
139 | 0.99678 | -0.080316 | 0 | 0
140 | 0.99582 | -0.13241 | 0 | 0
141 | 0.99563 | -0.13396 | 0 | 0
142 | 0.99581 | -0.13247 | 0.23423 | 0.11344
143 | 0.99555 | -0.13462 | 0 | 0
144 | 0.99563 | -0.13396 | 0.14451 | 0.069989
145 | 0.99565 | -0.13835 | 0 | 0
146 | 0.99565 | -0.13833 | 0.22938 | 0.1111
147 | 0.99565 | -0.13836 | 0.26767 | 0.12964
148 | 0.9958 | -0.13249 | 0 | 0
149 | 0.99566 | -0.13832 | 0.15757 | 0.076313
150 | 0.99725 | -0.077005 | 0.15564 | 0.075378
151 | 0.99725 | -0.077033 | 0 | 0
152 | 0.99873 | 0.0016184 | 0 | 0
153 | 0.99872 | 0.0017626 | 0.37174 | 0.18004
154 | 0.99859 | 0.0027965 | 0 | 0
155 | 0.99887 | 0.00050566 | 0.57951 | 0.28067
156 | 0.99858 | 0.0029499 | 0.28324 | 0.13718
157 | 0.9971 | -0.077966 | 0 | 0
158 | 0.99569 | -0.13659 | 0.57839 | 0.28013
159 | 0.9957 | -0.13654 | 0.1333 | 0.06456
160 | 0.99572 | -0.13305 | 0.45483 | 0.22028
161 | 0.99573 | -0.13304 | 0 | 0
162 | 0.99576 | -0.13277 | 0 | 0
163 | 0.99577 | -0.13266 | 0 | 0
164 | 0.99571 | -0.1365 | 0.32743 | 0.15858
165 | 0.99576 | -0.13278 | 0.13499 | 0.06538
166 | 0.99569 | -0.1369 | 0.35698 | 0.17289
167 | 0.99767 | -0.075941 | 0 | 0
168 | 0.99767 | -0.075927 | 0 | 0
169 | 0.99767 | -0.075913 | 0.41141 | 0.19926
170 | 0.99769 | -0.074935 | 0.082592 | 0.040001
171 | 0.99769 | -0.074911 | 0.071144 | 0.034457
172 | 0.99997 | 149.9981 | 0 | 0

## res_line
| p_from_mw | q_from_mvar | p_to_mw | q_to_mvar | pl_mw | ql_mvar | i_from_ka | i_to_ka | i_ka | vm_from_pu | va_from_degree | vm_to_pu | va_to_degree | loading_percent
0 | -0.16125 | -0.078099 | 0.16127 | 0.07286 | 1.966e-05 | -0.0052383 | 0.0052063 | 0.0051414 | 0.0052063 | 0.99346 | -0.20557 | 0.99363 | -0.19996 | 0.63491
1 | -0.38547 | -0.18145 | 0.38548 | 0.18096 | 1.08e-05 | -0.00049015 | 0.012378 | 0.012371 | 0.012378 | 0.99363 | -0.19996 | 0.99366 | -0.19867 | 1.5095
2 | -0.38548 | -0.18096 | 0.3855 | 0.1312 | 1.7625e-05 | -0.049759 | 0.012371 | 0.01183 | 0.012371 | 0.99366 | -0.19867 | 0.99372 | -0.19752 | 1.4693
3 | -0.31881 | -0.15441 | 0.31882 | 0.15437 | 6.9666e-06 | -3.8392e-05 | 0.010337 | 0.010336 | 0.010337 | 0.98926 | 0.024152 | 0.98928 | 0.024296 | 4.9223
4 | -0.31882 | -0.15437 | 0.31884 | 0.1503 | 2.4768e-05 | -0.0040709 | 0.010336 | 0.010285 | 0.010336 | 0.98928 | 0.024296 | 0.98936 | 0.023639 | 4.6983
5 | 0.29409 | 0.14238 | -0.29409 | -0.14243 | 2.9322e-07 | -5.6376e-05 | 0.0095338 | 0.0095345 | 0.0095345 | 0.98936 | 0.023639 | 0.98935 | 0.023648 | 4.3339
6 | 2.1696 | 1.0191 | -2.1659 | -1.0313 | 0.003741 | -0.012225 | 0.069942 | 0.070108 | 0.070108 | 0.98936 | 0.023639 | 0.98777 | 0.037886 | 31.8673
7 | -2.7826 | -1.3118 | 2.7831 | 1.3108 | 0.00053051 | -0.00099573 | 0.08976 | 0.089745 | 0.08976 | 0.98936 | 0.023639 | 0.98953 | 0.022079 | 40.7999
8 | 2.1659 | 1.0313 | -2.1641 | -1.0305 | 0.0017713 | 0.00087412 | 0.070108 | 0.070111 | 0.070111 | 0.98777 | 0.037886 | 0.98691 | 0.032146 | 33.3862
9 | -2.7831 | -1.3108 | 2.7838 | 1.3095 | 0.00068215 | -0.0012815 | 0.089745 | 0.089727 | 0.089745 | 0.98953 | 0.022079 | 0.98976 | 0.020078 | 40.7934
10 | 0.10864 | 0.050983 | -0.10864 | -0.051165 | 1.2886e-07 | -0.00018203 | 0.0035102 | 0.0035124 | 0.0035124 | 0.98691 | 0.032146 | 0.98691 | 0.032156 | 1.5966
11 | 1.8709 | 0.89008 | -1.8624 | -0.88627 | 0.0084878 | 0.003816 | 0.060603 | 0.060622 | 0.060622 | 0.98691 | 0.032146 | 0.98217 | 0.00016203 | 28.8675
12 | -2.8563 | -1.3446 | 2.8567 | 1.3439 | 0.00042418 | -0.00075096 | 0.092078 | 0.092067 | 0.092078 | 0.98976 | 0.020078 | 0.98989 | 0.018866 | 41.8535
13 | -0.10861 | -0.052601 | 0.10864 | 0.051165 | 2.7636e-05 | -0.0014366 | 0.0035308 | 0.0035124 | 0.0035308 | 0.98664 | 0.030391 | 0.98691 | 0.032156 | 1.6813
14 | 0.21217 | 0.092657 | -0.21216 | -0.096908 | 1.1504e-05 | -0.0042509 | 0.0068048 | 0.0068558 | 0.0068558 | 0.98217 | 0.00016203 | 0.98212 | 0.00055077 | 3.1163
15 | 1.6503 | 0.79361 | -1.6501 | -0.79474 | 0.00019885 | -0.0011249 | 0.053821 | 0.053836 | 0.053836 | 0.98217 | 0.00016203 | 0.98206 | 0.0011971 | 24.4709
16 | 0.068019 | 0.031974 | -0.068019 | -0.032943 | 2.5896e-07 | -0.00096875 | 0.002175 | 0.0021871 | 0.0021871 | 0.99754 | -0.068696 | 0.99753 | -0.068664 | 0.99414
17 | -0.31302 | -0.15064 | 0.31304 | 0.14792 | 1.5393e-05 | -0.0027156 | 0.010053 | 0.010019 | 0.010053 | 0.99754 | -0.068696 | 0.99758 | -0.06911 | 4.5695
18 | -0.31304 | -0.14792 | 0.31307 | 0.14195 | 3.3468e-05 | -0.0059686 | 0.010019 | 0.0099463 | 0.010019 | 0.99758 | -0.06911 | 0.99768 | -0.069949 | 4.5541
19 | -0.31307 | -0.14195 | 0.31308 | 0.14039 | 8.6517e-06 | -0.0015572 | 0.0099463 | 0.0099277 | 0.0099463 | 0.99768 | -0.069949 | 0.99771 | -0.070152 | 4.521
20 | -0.45398 | -0.20864 | 0.454 | 0.20751 | 1.327e-05 | -0.0011276 | 0.014456 | 0.014443 | 0.014456 | 0.99771 | -0.070152 | 0.99774 | -0.070376 | 6.571
21 | -0.71979 | -0.33624 | 0.71981 | 0.33563 | 1.8063e-05 | -0.00060353 | 0.022986 | 0.022978 | 0.022986 | 0.99774 | -0.070376 | 0.99776 | -0.070577 | 10.4481
22 | 3.641 | 1.6756 | -3.6405 | -1.6761 | 0.00054178 | -0.00055268 | 0.11612 | 0.11613 | 0.11613 | 0.99644 | -0.036897 | 0.9963 | -0.035746 | 52.7842
23 | -4.0163 | -1.8573 | 4.017 | 1.8546 | 0.00076119 | -0.002715 | 0.12819 | 0.12815 | 0.12819 | 0.99644 | -0.036897 | 0.99665 | -0.03453 | 35.4127
24 | 3.6405 | 1.6761 | -3.6297 | -1.687 | 0.010772 | -0.010926 | 0.11613 | 0.1163 | 0.1163 | 0.9963 | -0.035746 | 0.99354 | -0.012534 | 52.8624
25 | -4.017 | -1.8546 | 4.0226 | 1.8346 | 0.0055731 | -0.019982 | 0.12815 | 0.12786 | 0.12815 | 0.99665 | -0.03453 | 0.99817 | -0.016955 | 35.4017
26 | 0.36155 | 0.17365 | -0.36154 | -0.1751 | 1.1221e-05 | -0.0014529 | 0.011654 | 0.011672 | 0.011672 | 0.99354 | -0.012534 | 0.99351 | -0.012266 | 5.3055
27 | 3.2682 | 1.5134 | -3.2626 | -1.5207 | 0.005546 | -0.0072726 | 0.10464 | 0.10475 | 0.10475 | 0.99354 | -0.012534 | 0.99196 | 0.00090867 | 47.6153
28 | 0.2751 | 0.13286 | -0.2751 | -0.13324 | 1.6443e-06 | -0.00037466 | 0.0088352 | 0.0088399 | 0.0088399 | 0.99817 | -0.016955 | 0.99816 | -0.016903 | 4.0182
29 | -4.2977 | -1.9675 | 4.3022 | 1.9536 | 0.0045104 | -0.013849 | 0.1367 | 0.13649 | 0.1367 | 0.99817 | -0.016955 | 0.99932 | -0.0034831 | 37.7617
30 | 2.8631 | 1.3325 | -2.8567 | -1.3439 | 0.0063787 | -0.011347 | 0.091903 | 0.092067 | 0.092067 | 0.99196 | 0.00090867 | 0.98989 | 0.018866 | 41.8485
31 | 0.3995 | 0.18813 | -0.39949 | -0.18896 | 7.7595e-06 | -0.00082393 | 0.012851 | 0.012861 | 0.012861 | 0.99196 | 0.00090867 | 0.99194 | 0.0010682 | 5.8458
32 | -6.0719 | -2.7872 | 6.0756 | 2.7086 | 0.0036784 | -0.078599 | 0.193 | 0.19204 | 0.193 | 0.99932 | -0.0034831 | 0.99995 | -0.00029523 | 15.1251
33 | 1.6014 | 0.75218 | -1.6011 | -0.754 | 0.00027921 | -0.0018253 | 0.051107 | 0.051131 | 0.051131 | 0.99932 | -0.0034831 | 0.99916 | -0.002062 | 23.2413
34 | 0.1683 | 0.081424 | -0.16829 | -0.081508 | 3.7904e-06 | -8.4563e-05 | 0.0054007 | 0.0054018 | 0.0054018 | 0.99932 | -0.0034831 | 0.9993 | -0.0036319 | 2.5723
35 | 15.3972 | 6.3656 | -15.3849 | -6.4017 | 0.012251 | -0.036088 | 0.48099 | 0.48146 | 0.48146 | 0.99995 | -0.00029523 | 0.99912 | -0.0060672 | 37.7323
36 | -21.4728 | -9.0743 | 21.4737 | 9.0731 | 0.0009278 | -0.0011438 | 0.67297 | 0.67295 | 0.67297 | 0.99995 | -0.00029523 | 1 | 0 | 52.7408
37 | 1.235 | 0.57792 | -1.2347 | -0.58203 | 0.0003676 | -0.0041131 | 0.039396 | 0.039448 | 0.039448 | 0.99916 | -0.002062 | 0.99888 | 0.00035597 | 17.9307
38 | 0.36604 | 0.17609 | -0.36603 | -0.17728 | 9.2249e-06 | -0.0011916 | 0.011736 | 0.011751 | 0.011751 | 0.99916 | -0.002062 | 0.99914 | -0.0018441 | 5.3412
39 | 15.3849 | 6.4017 | -15.382 | -6.4104 | 0.0029614 | -0.0087003 | 0.48146 | 0.48158 | 0.48158 | 0.99912 | -0.0060672 | 0.99891 | -0.007446 | 37.7414
40 | 0.07924 | 0.033851 | -0.07924 | -0.034281 | 1.538e-07 | -0.0004295 | 0.0025077 | 0.0025126 | 0.0025126 | 0.99194 | 0.0010682 | 0.99194 | 0.0010808 | 1.1421
41 | 0.57952 | 0.28016 | -0.57951 | -0.28067 | 9.9786e-06 | -0.00051142 | 0.018603 | 0.018609 | 0.018609 | 0.99888 | 0.00035597 | 0.99887 | 0.00050566 | 8.4586
42 | 0.65515 | 0.30187 | -0.65504 | -0.30613 | 0.00010478 | -0.0042599 | 0.020847 | 0.020899 | 0.020899 | 0.99888 | 0.00035597 | 0.99873 | 0.0016184 | 9.4995
43 | 15.0109 | 6.2307 | -15.003 | -6.2101 | 0.0078585 | 0.020582 | 0.46968 | 0.46969 | 0.46969 | 0.99891 | -0.007446 | 0.99797 | -0.065685 | 36.41
44 | 0.07924 | 0.034281 | -0.079238 | -0.0382 | 1.4321e-06 | -0.0039188 | 0.0025126 | 0.00256 | 0.00256 | 0.99194 | 0.0010808 | 0.99192 | 0.0012184 | 1.1636
45 | 0.079238 | 0.0382 | -0.079238 | -0.038377 | 6.6097e-08 | -0.00017726 | 0.00256 | 0.0025623 | 0.0025623 | 0.99192 | 0.0012184 | 0.99192 | 0.0012256 | 1.1647
46 | 0.10744 | 0.051615 | -0.10744 | -0.052035 | 2.9926e-07 | -0.00041986 | 0.0035035 | 0.0035089 | 0.0035089 | 0.98212 | 0.00055077 | 0.98212 | 0.00057482 | 1.5949
47 | 0.10472 | 0.045292 | -0.10472 | -0.049294 | 2.6468e-06 | -0.0040019 | 0.0033536 | 0.003402 | 0.003402 | 0.98212 | 0.00055077 | 0.9821 | 0.00073719 | 1.5464
48 | 0.10472 | 0.049294 | -0.10472 | -0.050717 | 9.6007e-07 | -0.0014231 | 0.003402 | 0.0034201 | 0.0034201 | 0.9821 | 0.00073719 | 0.98209 | 0.00081457 | 1.5546
49 | 0.1587 | 0.072434 | -0.1587 | -0.073195 | 1.1625e-06 | -0.00076081 | 0.0051279 | 0.0051372 | 0.0051372 | 0.98206 | 0.0011971 | 0.98206 | 0.0012534 | 2.3351
50 | 0.1587 | 0.073195 | -0.15869 | -0.076809 | 5.5811e-06 | -0.0036142 | 0.0051372 | 0.0051826 | 0.0051826 | 0.98206 | 0.0012534 | 0.98202 | 0.0015432 | 2.3557
51 | 0.15869 | 0.076809 | -0.15869 | -0.076857 | 2.06e-06 | -4.826e-05 | 0.0051826 | 0.0051832 | 0.0051832 | 0.98202 | 0.0015432 | 0.98201 | 0.0014575 | 2.4682
52 | 1.2284 | 0.44287 | -1.2284 | -0.44579 | 1.0203e-05 | -0.0029151 | 0.037921 | 0.03795 | 0.03795 | 0.99401 | -0.18991 | 0.994 | -0.19014 | 4.5072
53 | 0.069998 | 0.028751 | -0.069997 | -0.031527 | 7.6947e-07 | -0.0027755 | 0.0021977 | 0.0022295 | 0.0022295 | 0.99401 | -0.18991 | 0.994 | -0.18984 | 1.0134
54 | -1.6769 | -0.65495 | 1.6769 | 0.65487 | 6.7126e-05 | -7.907e-05 | 0.052282 | 0.05228 | 0.052282 | 0.99401 | -0.18991 | 0.99406 | -0.18781 | 6.3758
55 | 1.2284 | 0.44579 | -1.2282 | -0.4773 | 0.00011134 | -0.031517 | 0.03795 | 0.038273 | 0.038273 | 0.994 | -0.19014 | 0.99389 | -0.19261 | 4.5455
56 | 0.069997 | 0.031527 | -0.069997 | -0.033901 | 6.7662e-07 | -0.0023744 | 0.0022295 | 0.0022587 | 0.0022587 | 0.994 | -0.18984 | 0.99399 | -0.18976 | 1.0267
57 | -1.6769 | -0.65487 | 1.6775 | 0.56264 | 0.00060333 | -0.092231 | 0.05228 | 0.051361 | 0.05228 | 0.99406 | -0.18781 | 0.99448 | -0.1777 | 6.209
58 | 0.12858 | 0.054054 | -0.12857 | -0.061524 | 7.091e-06 | -0.0074704 | 0.0040511 | 0.0041401 | 0.0041401 | 0.99389 | -0.19261 | 0.99384 | -0.19221 | 1.8818
59 | 1.0997 | 0.42325 | -1.0997 | -0.42329 | 8.1214e-06 | -3.799e-05 | 0.034224 | 0.034224 | 0.034224 | 0.99389 | -0.19261 | 0.99388 | -0.193 | 4.1737
60 | -1.6775 | -0.56264 | 1.6776 | 0.55812 | 2.9006e-05 | -0.0045173 | 0.051361 | 0.051319 | 0.051361 | 0.99448 | -0.1777 | 0.9945 | -0.17718 | 6.0999
61 | -1.9268 | -0.67881 | 1.9269 | 0.67872 | 0.00015828 | -9.4258e-05 | 0.059298 | 0.059295 | 0.059298 | 0.9945 | -0.17718 | 0.99461 | -0.17259 | 7.2315
62 | 0.12857 | 0.061524 | -0.12857 | -0.062269 | 7.2466e-07 | -0.00074495 | 0.0041401 | 0.0041495 | 0.0041495 | 0.99384 | -0.19221 | 0.99383 | -0.19216 | 1.8861
63 | 0.79372 | 0.27512 | -0.79371 | -0.28066 | 8.0302e-06 | -0.0055434 | 0.024399 | 0.024453 | 0.024453 | 0.99388 | -0.193 | 0.99387 | -0.1933 | 2.9041
64 | -1.9269 | -0.67872 | 1.9271 | 0.6548 | 0.00020443 | -0.023924 | 0.059295 | 0.059066 | 0.059295 | 0.99461 | -0.17259 | 0.99474 | -0.16948 | 7.0422
65 | -1.9271 | -0.6548 | 1.9272 | 0.65353 | 1.0774e-05 | -0.0012661 | 0.059066 | 0.059054 | 0.059066 | 0.99474 | -0.16948 | 0.99474 | -0.16932 | 7.015
66 | 0.79371 | 0.28066 | -0.79365 | -0.32254 | 6.185e-05 | -0.041876 | 0.024453 | 0.024885 | 0.024885 | 0.99387 | -0.1933 | 0.99378 | -0.1954 | 2.9555
67 | 0.79365 | 0.32254 | -0.79362 | -0.32284 | 3.0395e-05 | -0.000308 | 0.024885 | 0.024889 | 0.024889 | 0.99378 | -0.1954 | 0.99372 | -0.19736 | 3.0352
68 | -0.3855 | -0.1312 | 0.3855 | 0.12519 | 2.0314e-06 | -0.006011 | 0.01183 | 0.011774 | 0.01183 | 0.99372 | -0.19752 | 0.99372 | -0.19736 | 1.4049
69 | 0.57855 | 0.27987 | -0.57854 | -0.2802 | 6.4742e-06 | -0.00033122 | 0.018597 | 0.018601 | 0.018601 | 0.99762 | -0.07154 | 0.99761 | -0.071443 | 8.455
70 | -0.73623 | -0.35624 | 0.73632 | 0.35349 | 8.7064e-05 | -0.0027454 | 0.023667 | 0.023632 | 0.023667 | 0.99762 | -0.07154 | 0.99773 | -0.072559 | 10.7576
71 | -1.1194 | -0.41064 | 1.1194 | 0.40475 | 8.6606e-06 | -0.0058974 | 0.034498 | 0.034439 | 0.034498 | 0.99773 | -0.072559 | 0.99774 | -0.072481 | 2.7036
72 | 0.38306 | 0.05715 | -0.38305 | -0.15391 | 1.5795e-05 | -0.096757 | 0.011206 | 0.011944 | 0.011944 | 0.99773 | -0.072559 | 0.99769 | -0.073191 | 0.93608
73 | 0.83581 | 0.36594 | -0.83579 | -0.3663 | 1.8395e-05 | -0.00035741 | 0.026399 | 0.026403 | 0.026403 | 0.99774 | -0.072481 | 0.9977 | -0.074863 | 2.0468
74 | -2.5119 | -1.0403 | 2.512 | 1.0403 | 0.00013105 | 2.5822e-05 | 0.078663 | 0.078659 | 0.078663 | 0.99774 | -0.072481 | 0.99783 | -0.066677 | 6.0979
75 | 0.26503 | 0.11506 | -0.26503 | -0.12836 | 1.1703e-06 | -0.013305 | 0.00836 | 0.0085206 | 0.0085206 | 0.99769 | -0.073191 | 0.99768 | -0.073213 | 0.66776
76 | 0.11801 | 0.038851 | -0.11801 | -0.05569 | 2.1933e-06 | -0.016839 | 0.0035949 | 0.0037757 | 0.0037757 | 0.99769 | -0.073191 | 0.99767 | -0.073666 | 0.89685
77 | 0.76466 | 0.33185 | -0.76465 | -0.33451 | 1.9153e-06 | -0.0026612 | 0.024118 | 0.024149 | 0.024149 | 0.9977 | -0.074863 | 0.9977 | -0.074878 | 1.8926
78 | 0.13483 | 0.059022 | -0.13483 | -0.065303 | 1.431e-07 | -0.0062816 | 0.0042581 | 0.0043342 | 0.0043342 | 0.99783 | -0.066677 | 0.99783 | -0.066682 | 0.33967
79 | -2.6469 | -1.0994 | 2.6472 | 1.0588 | 0.00034388 | -0.040539 | 0.082916 | 0.082471 | 0.082916 | 0.99783 | -0.066677 | 0.99797 | -0.065685 | 6.4981
80 | 0.11801 | 0.05569 | -0.11801 | -0.057154 | 1.1786e-06 | -0.0014642 | 0.0037757 | 0.003794 | 0.003794 | 0.99767 | -0.073666 | 0.99766 | -0.073581 | 1.7246
81 | 0.2904 | 0.14017 | -0.29039 | -0.14064 | 4.0034e-07 | -0.00047661 | 0.0093326 | 0.0093386 | 0.0093386 | 0.99742 | -0.075061 | 0.99741 | -0.075089 | 2.2182
82 | -0.2904 | -0.14017 | 0.29041 | 0.1392 | 1.1798e-05 | -0.00096309 | 0.0093326 | 0.0093203 | 0.0093326 | 0.99742 | -0.075061 | 0.99747 | -0.073233 | 1.1381
83 | -0.40107 | -0.1928 | 0.40107 | 0.18725 | 1.1311e-06 | -0.005548 | 0.012879 | 0.01281 | 0.012879 | 0.99747 | -0.073233 | 0.99748 | -0.073221 | 1.0093
84 | -0.077952 | -0.036984 | 0.077952 | 0.035507 | 1.1331e-08 | -0.0014767 | 0.0024965 | 0.0024785 | 0.0024965 | 0.99767 | -0.07595 | 0.99767 | -0.07595 | 0.19565
85 | 0.077952 | 0.036984 | -0.077952 | -0.037754 | 6.0386e-09 | -0.00077026 | 0.0024965 | 0.0025062 | 0.0025062 | 0.99767 | -0.07595 | 0.99767 | -0.075951 | 0.19641
86 | -0.077952 | -0.035507 | 0.077952 | 0.032748 | 2.0637e-08 | -0.0027594 | 0.0024785 | 0.0024465 | 0.0024785 | 0.99767 | -0.07595 | 0.99767 | -0.075948 | 0.19424
87 | 0.10529 | 0.037672 | -0.10529 | -0.044439 | 8.9419e-08 | -0.0067663 | 0.0032362 | 0.0033073 | 0.0033073 | 0.99754 | -0.070213 | 0.99754 | -0.07022 | 0.25919
88 | 0.83232 | 0.38426 | -0.83231 | -0.39508 | 9.4643e-06 | -0.010824 | 0.026529 | 0.026662 | 0.026662 | 0.99754 | -0.070213 | 0.99753 | -0.070264 | 2.0895
89 | -0.93762 | -0.42193 | 0.93762 | 0.41712 | 5.259e-06 | -0.0048142 | 0.029754 | 0.029697 | 0.029754 | 0.99754 | -0.070213 | 0.99754 | -0.070182 | 2.3318
90 | 0.10529 | 0.044439 | -0.10529 | -0.050996 | 9.0678e-08 | -0.0065573 | 0.0033073 | 0.0033856 | 0.0033856 | 0.99754 | -0.07022 | 0.99754 | -0.070225 | 0.26533
91 | 0.7279 | 0.34455 | -0.7279 | -0.34459 | 1.7734e-06 | -4.555e-05 | 0.023305 | 0.023306 | 0.023306 | 0.99753 | -0.070264 | 0.99752 | -0.070516 | 1.8067
92 | 0.10441 | 0.050537 | -0.10441 | -0.05057 | 2.8057e-07 | -3.3587e-05 | 0.003357 | 0.0033574 | 0.0033574 | 0.99753 | -0.070264 | 0.99752 | -0.070346 | 0.95926
93 | -1.0203 | -0.45717 | 1.0203 | 0.4561 | 1.376e-06 | -0.0010634 | 0.032355 | 0.032342 | 0.032355 | 0.99754 | -0.070182 | 0.99755 | -0.070174 | 2.5356
94 | 0.40108 | 0.18631 | -0.40107 | -0.18725 | 1.0364e-05 | -0.00094634 | 0.012798 | 0.01281 | 0.01281 | 0.99752 | -0.070516 | 0.99748 | -0.073221 | 0.99301
95 | 0.76465 | 0.33451 | -0.76465 | -0.33876 | 3.072e-06 | -0.0042543 | 0.024149 | 0.024199 | 0.024199 | 0.9977 | -0.074878 | 0.99769 | -0.074902 | 1.8964
96 | 0.76465 | 0.33876 | -0.76465 | -0.34044 | 1.2155e-06 | -0.0016785 | 0.024199 | 0.024218 | 0.024218 | 0.99769 | -0.074902 | 0.99769 | -0.074911 | 1.898
97 | 10.6714 | 4.4327 | -10.6684 | -4.4531 | 0.0030431 | -0.020327 | 0.33426 | 0.3345 | 0.3345 | 0.99797 | -0.065685 | 0.99767 | -0.067728 | 26.2148
98 | 0.26514 | 0.12815 | -0.26514 | -0.12841 | 2.6288e-06 | -0.00025816 | 0.0085184 | 0.0085217 | 0.0085217 | 0.99797 | -0.065685 | 0.99796 | -0.066128 | 1.0392
99 | 1.4193 | 0.59042 | -1.4192 | -0.61427 | 0.00011463 | -0.023856 | 0.044465 | 0.044735 | 0.044735 | 0.99797 | -0.065685 | 0.99788 | -0.06762 | 5.313
100 | -0.19949 | -0.091613 | 0.19949 | 0.086554 | 2.4973e-07 | -0.0050589 | 0.0063519 | 0.0062922 | 0.0063519 | 0.99767 | -0.075948 | 0.99767 | -0.075941 | 0.4978
101 | -1.0203 | -0.4561 | 1.0203 | 0.45181 | 5.5483e-06 | -0.0042967 | 0.032342 | 0.032292 | 0.032342 | 0.99755 | -0.070174 | 0.99755 | -0.070144 | 2.5347
102 | -1.4191 | -0.61972 | 1.4192 | 0.61427 | 2.635e-05 | -0.0054419 | 0.044798 | 0.044735 | 0.044798 | 0.99785 | -0.068053 | 0.99788 | -0.06762 | 5.3205
103 | 1.1613 | 0.49486 | -1.1613 | -0.49499 | 3.2421e-05 | -0.00012886 | 0.03652 | 0.036522 | 0.036522 | 0.99785 | -0.068053 | 0.99782 | -0.069436 | 4.4539
104 | 1.0659 | 0.44879 | -1.0659 | -0.452 | 8.693e-06 | -0.0032163 | 0.033459 | 0.033496 | 0.033496 | 0.99782 | -0.069436 | 0.99781 | -0.069632 | 3.9781
105 | 1.0659 | 0.452 | -1.0659 | -0.46775 | 4.2831e-05 | -0.015744 | 0.033496 | 0.033676 | 0.033676 | 0.99781 | -0.069632 | 0.99776 | -0.070577 | 3.9996
106 | 0.2484 | 0.090575 | -0.2484 | -0.12009 | 4.3277e-06 | -0.029513 | 0.0076498 | 0.0079827 | 0.0079827 | 0.99776 | -0.070577 | 0.99774 | -0.070995 | 0.94807
107 | 0.097644 | 0.041539 | -0.097641 | -0.047146 | 3.0319e-06 | -0.0056064 | 0.0030701 | 0.0031371 | 0.0031371 | 0.99776 | -0.070577 | 0.99773 | -0.070344 | 1.426
108 | 0.18515 | 0.088373 | -0.18515 | -0.089673 | 5.6745e-08 | -0.0013002 | 0.0059363 | 0.0059526 | 0.0059526 | 0.99767 | -0.067728 | 0.99767 | -0.067729 | 0.4665
109 | 10.4832 | 4.3647 | -10.4826 | -4.3692 | 0.00065429 | -0.0045369 | 0.32857 | 0.32863 | 0.32863 | 0.99767 | -0.067728 | 0.99761 | -0.068174 | 25.7544
110 | 0.2484 | 0.12009 | -0.2484 | -0.1203 | 1.9382e-06 | -0.00021704 | 0.0079827 | 0.0079855 | 0.0079855 | 0.99774 | -0.070995 | 0.99773 | -0.071344 | 0.97384
111 | 0.097641 | 0.047146 | -0.097641 | -0.04729 | 7.9594e-08 | -0.00014392 | 0.0031371 | 0.003139 | 0.003139 | 0.99773 | -0.070344 | 0.99773 | -0.070337 | 1.4268
112 | 9.1871 | 3.7979 | -9.1866 | -3.802 | 0.00043934 | -0.0040493 | 0.28767 | 0.28771 | 0.28771 | 0.99761 | -0.068174 | 0.99756 | -0.068524 | 22.548
113 | 1.2955 | 0.57132 | -1.2955 | -0.58491 | 2.8338e-05 | -0.013596 | 0.040971 | 0.041132 | 0.041132 | 0.99761 | -0.068174 | 0.99758 | -0.068296 | 3.2235
114 | -1.2954 | -0.58506 | 1.2955 | 0.58491 | 2.2472e-05 | -0.00014428 | 0.041134 | 0.041132 | 0.041134 | 0.99755 | -0.070144 | 0.99758 | -0.068296 | 3.1887
115 | 8.5309 | 3.4845 | -8.5304 | -3.4832 | 0.00052356 | 0.0012944 | 0.26667 | 0.26667 | 0.26667 | 0.99756 | -0.068524 | 0.99745 | -0.075398 | 20.672
116 | 0.40398 | 0.19557 | -0.40397 | -0.19565 | 2.1154e-06 | -8.7566e-05 | 0.012988 | 0.012989 | 0.012989 | 0.99756 | -0.068524 | 0.99755 | -0.068758 | 1.5841
117 | 8.5304 | 3.4832 | -8.5289 | -3.499 | 0.0014621 | -0.0158 | 0.26667 | 0.26685 | 0.26685 | 0.99745 | -0.075398 | 0.99727 | -0.076692 | 20.9131
118 | 0.58369 | 0.27903 | -0.58369 | -0.28213 | 2.6275e-06 | -0.003102 | 0.018727 | 0.018766 | 0.018766 | 0.99727 | -0.076692 | 0.99726 | -0.076783 | 2.2288
119 | 7.9452 | 3.2199 | -7.9452 | -3.2207 | 6.3178e-05 | -0.00079427 | 0.24816 | 0.24817 | 0.24817 | 0.99727 | -0.076692 | 0.99726 | -0.076753 | 19.4487
120 | 0.18239 | 0.082804 | -0.18239 | -0.086899 | 1.7325e-07 | -0.0040949 | 0.0058116 | 0.0058617 | 0.0058617 | 0.99496 | -0.16411 | 0.99496 | -0.16412 | 0.45938
121 | -0.58157 | -0.27614 | 0.58157 | 0.27602 | 2.904e-06 | -0.00011982 | 0.018679 | 0.018677 | 0.018679 | 0.99496 | -0.16411 | 0.99497 | -0.1636 | 1.448
122 | 0.18239 | 0.086899 | -0.18239 | -0.08758 | 2.9303e-08 | -0.00068096 | 0.0058617 | 0.0058702 | 0.0058702 | 0.99496 | -0.16412 | 0.99496 | -0.16412 | 0.46005
123 | -3.5658 | -1.3891 | 3.5662 | 1.3626 | 0.00040862 | -0.026531 | 0.11103 | 0.11075 | 0.11103 | 0.99497 | -0.1636 | 0.99509 | -0.16258 | 8.7013
124 | 0.72146 | 0.33513 | -0.72109 | -0.34723 | 0.00037001 | -0.012103 | 0.02308 | 0.023231 | 0.023231 | 0.99497 | -0.1636 | 0.9945 | -0.15936 | 10.5598
125 | 2.2627 | 0.77798 | -2.2623 | -0.8122 | 0.00040537 | -0.034221 | 0.069422 | 0.069755 | 0.069755 | 0.99497 | -0.1636 | 0.99476 | -0.16877 | 8.2844
126 | 0.18239 | 0.08758 | -0.18239 | -0.088334 | 3.2371e-08 | -0.0007542 | 0.0058702 | 0.0058797 | 0.0058797 | 0.99496 | -0.16412 | 0.99496 | -0.16412 | 0.46079
127 | -3.5662 | -1.3626 | 3.5662 | 1.3598 | 4.2192e-05 | -0.0027475 | 0.11075 | 0.11072 | 0.11075 | 0.99509 | -0.16258 | 0.99511 | -0.16248 | 8.6794
128 | 0.35835 | 0.17272 | -0.35835 | -0.17276 | 2.7429e-07 | -3.6308e-05 | 0.011547 | 0.011548 | 0.011548 | 0.9945 | -0.15936 | 0.9945 | -0.15935 | 5.2489
129 | 0.36274 | 0.17451 | -0.36273 | -0.17568 | 9.0571e-06 | -0.0011693 | 0.011684 | 0.011699 | 0.011699 | 0.9945 | -0.15936 | 0.99448 | -0.15915 | 5.3178
130 | 2.2623 | 0.8122 | -2.2623 | -0.81585 | 4.3399e-05 | -0.0036431 | 0.069755 | 0.069791 | 0.069791 | 0.99476 | -0.16877 | 0.99474 | -0.16932 | 8.2887
131 | -3.6838 | -1.4168 | 3.6847 | 1.4181 | 0.00088723 | 0.0013473 | 0.1145 | 0.11449 | 0.1145 | 0.99511 | -0.16248 | 0.99553 | -0.13478 | 8.8757
132 | 0.35835 | 0.17276 | -0.35834 | -0.17355 | 6.0235e-06 | -0.00079652 | 0.011548 | 0.011558 | 0.011558 | 0.9945 | -0.15935 | 0.99448 | -0.15921 | 5.2535
133 | -3.9572 | -1.5501 | 3.9573 | 1.5461 | 7.6971e-05 | -0.0040435 | 0.12324 | 0.1232 | 0.12324 | 0.99553 | -0.13478 | 0.99555 | -0.13462 | 9.6582
134 | 0.22698 | 0.10937 | -0.22698 | -0.10946 | 6.5911e-07 | -8.8543e-05 | 0.0072932 | 0.0072943 | 0.0072943 | 0.99726 | -0.076783 | 0.99726 | -0.076914 | 0.88955
135 | 7.5323 | 3.0208 | -7.5321 | -3.0237 | 0.00021176 | -0.0029842 | 0.23492 | 0.23495 | 0.23495 | 0.99726 | -0.076753 | 0.99723 | -0.076978 | 18.413
136 | 0.15564 | 0.074907 | -0.15564 | -0.075025 | 4.1331e-07 | -0.00011879 | 0.0049999 | 0.0050014 | 0.0050014 | 0.99726 | -0.076914 | 0.99725 | -0.077033 | 0.60992
137 | 7.5321 | 3.0237 | -7.5311 | -3.037 | 0.00093869 | -0.013215 | 0.23495 | 0.2351 | 0.2351 | 0.99723 | -0.076978 | 0.9971 | -0.077966 | 18.4246
138 | -0.19063 | -0.092324 | 0.19063 | 0.091792 | 1.1268e-06 | -0.00053213 | 0.0061349 | 0.0061282 | 0.0061349 | 0.99665 | -0.084138 | 0.99666 | -0.084189 | 2.7886
139 | -0.19063 | -0.091792 | 0.19064 | 0.086851 | 1.0347e-05 | -0.0049414 | 0.0061282 | 0.0060674 | 0.0061282 | 0.99666 | -0.084189 | 0.99671 | -0.084627 | 2.7855
140 | -0.19064 | -0.086851 | 0.19064 | 0.086702 | 7.664e-07 | -0.00014915 | 0.0060674 | 0.0060656 | 0.0060674 | 0.99671 | -0.084627 | 0.99671 | -0.084438 | 0.73993
141 | 6.9818 | 2.8091 | -6.9789 | -2.8023 | 0.0028958 | 0.00685 | 0.21797 | 0.21798 | 0.21798 | 0.99671 | -0.084438 | 0.99597 | -0.13124 | 16.8974
142 | -7.5286 | -3.0683 | 7.5288 | 3.069 | 0.00027685 | 0.00066764 | 0.23546 | 0.23546 | 0.23546 | 0.99671 | -0.084438 | 0.99678 | -0.080316 | 18.2528
143 | 6.9789 | 2.8023 | -6.9779 | -2.8193 | 0.0010349 | -0.016972 | 0.21798 | 0.21817 | 0.21817 | 0.99597 | -0.13124 | 0.99582 | -0.13241 | 17.0977
144 | -7.5288 | -3.069 | 7.5311 | 3.037 | 0.0022807 | -0.032022 | 0.23546 | 0.2351 | 0.23546 | 0.99678 | -0.080316 | 0.9971 | -0.077966 | 18.453
145 | 4.1028 | 1.563 | -4.1021 | -1.598 | 0.00071401 | -0.03504 | 0.12727 | 0.12764 | 0.12764 | 0.99582 | -0.13241 | 0.99563 | -0.13396 | 10.0035
146 | 2.875 | 1.2563 | -2.875 | -1.2589 | 2.7318e-05 | -0.0026472 | 0.090953 | 0.090984 | 0.090984 | 0.99582 | -0.13241 | 0.99581 | -0.13247 | 7.1304
147 | 3.9576 | 1.5303 | -3.9573 | -1.5461 | 0.00030039 | -0.01581 | 0.12303 | 0.1232 | 0.1232 | 0.99563 | -0.13396 | 0.99555 | -0.13462 | 9.6548
148 | 0.14451 | 0.067749 | -0.14451 | -0.069989 | 5.9878e-08 | -0.00224 | 0.0046275 | 0.0046554 | 0.0046554 | 0.99563 | -0.13396 | 0.99563 | -0.13396 | 0.36485
149 | 2.6408 | 1.1455 | -2.6408 | -1.1464 | 7.8105e-06 | -0.00090017 | 0.083445 | 0.083456 | 0.083456 | 0.99581 | -0.13247 | 0.9958 | -0.13249 | 6.5404
150 | -0.26767 | -0.12363 | 0.26767 | 0.11414 | 8.4837e-07 | -0.0094855 | 0.0085486 | 0.008437 | 0.0085486 | 0.99565 | -0.13835 | 0.99565 | -0.13833 | 0.66995
151 | 0.26767 | 0.12363 | -0.26767 | -0.12964 | 5.4957e-07 | -0.0060113 | 0.0085486 | 0.0086231 | 0.0086231 | 0.99565 | -0.13835 | 0.99565 | -0.13836 | 0.67579
152 | -0.49706 | -0.22524 | 0.49706 | 0.22086 | 1.3555e-06 | -0.0043797 | 0.015822 | 0.01577 | 0.015822 | 0.99565 | -0.13833 | 0.99566 | -0.13832 | 1.24
153 | 2.6408 | 1.1464 | -2.6407 | -1.1549 | 7.4047e-05 | -0.0085227 | 0.083456 | 0.083555 | 0.083555 | 0.9958 | -0.13249 | 0.99577 | -0.13266 | 6.5482
154 | -0.65463 | -0.29717 | 0.65464 | 0.29682 | 1.062e-05 | -0.00034685 | 0.020844 | 0.020839 | 0.020844 | 0.99566 | -0.13832 | 0.99569 | -0.13659 | 1.6158
155 | -0.15564 | -0.075378 | 0.15564 | 0.075025 | 4.965e-07 | -0.00035259 | 0.0050058 | 0.0050014 | 0.0050058 | 0.99725 | -0.077005 | 0.99725 | -0.077033 | 2.2754
156 | 0.37175 | 0.17927 | -0.37174 | -0.18004 | 6.1834e-06 | -0.00077266 | 0.011929 | 0.011939 | 0.011939 | 0.99873 | 0.0016184 | 0.99872 | 0.0017626 | 5.4268
157 | 0.28329 | 0.12686 | -0.28325 | -0.1361 | 4.2258e-05 | -0.009237 | 0.0089718 | 0.0090843 | 0.0090843 | 0.99873 | 0.0016184 | 0.99859 | 0.0027965 | 4.1292
158 | 0.28325 | 0.1361 | -0.28324 | -0.13718 | 5.0308e-06 | -0.0010841 | 0.0090843 | 0.009098 | 0.009098 | 0.99859 | 0.0027965 | 0.99858 | 0.0029499 | 4.1354
159 | -1.233 | -0.57695 | 1.233 | 0.57019 | 1.3048e-05 | -0.0067612 | 0.039469 | 0.039386 | 0.039469 | 0.99569 | -0.13659 | 0.9957 | -0.13654 | 3.0932
160 | -1.3663 | -0.63475 | 1.3664 | 0.6295 | 1.2438e-05 | -0.0052578 | 0.043679 | 0.043615 | 0.043679 | 0.9957 | -0.13654 | 0.99571 | -0.1365 | 3.4232
161 | -0.45483 | -0.22028 | 0.45483 | 0.21407 | 1.6465e-06 | -0.0062176 | 0.014651 | 0.014574 | 0.014651 | 0.99572 | -0.13305 | 0.99573 | -0.13304 | 1.1482
162 | -0.45483 | -0.21407 | 0.45485 | 0.15256 | 1.5417e-05 | -0.061507 | 0.014574 | 0.013908 | 0.014574 | 0.99573 | -0.13304 | 0.99576 | -0.13277 | 1.1421
163 | 0.13499 | 0.055784 | -0.13499 | -0.06538 | 2.1894e-07 | -0.0095959 | 0.0042345 | 0.0043484 | 0.0043484 | 0.99576 | -0.13277 | 0.99576 | -0.13278 | 0.34078
164 | -0.58984 | -0.20834 | 0.58984 | 0.19415 | 5.7461e-06 | -0.014193 | 0.018135 | 0.018002 | 0.018135 | 0.99576 | -0.13277 | 0.99577 | -0.13266 | 1.4212
165 | 2.0508 | 0.96074 | -2.0508 | -0.9608 | 7.5506e-05 | -6.5936e-05 | 0.065655 | 0.065658 | 0.065658 | 0.99577 | -0.13266 | 0.99571 | -0.1365 | 5.0898
166 | 0.35698 | 0.17272 | -0.35698 | -0.17289 | 3.2074e-06 | -0.00017005 | 0.011497 | 0.0115 | 0.0115 | 0.99571 | -0.1365 | 0.99569 | -0.1369 | 1.4024
167 | -0.19949 | -0.086554 | 0.19949 | 0.078489 | 3.8875e-07 | -0.0080649 | 0.0062922 | 0.006203 | 0.0062922 | 0.99767 | -0.075941 | 0.99767 | -0.075927 | 0.49312
168 | -0.19949 | -0.078489 | 0.19949 | 0.071955 | 3.0717e-07 | -0.0065336 | 0.006203 | 0.0061363 | 0.006203 | 0.99767 | -0.075927 | 0.99767 | -0.075913 | 0.48613
169 | -0.61091 | -0.27121 | 0.61091 | 0.271 | 5.554e-06 | -0.000214 | 0.01934 | 0.019337 | 0.01934 | 0.99767 | -0.075913 | 0.99769 | -0.074935 | 1.4992
170 | -0.6935 | -0.311 | 0.69351 | 0.30599 | 2.9872e-06 | -0.0050126 | 0.021991 | 0.021932 | 0.021991 | 0.99769 | -0.074935 | 0.99769 | -0.074911 | 1.7235

## res_trafo
| p_hv_mw | q_hv_mvar | p_lv_mw | q_lv_mvar | pl_mw | ql_mvar | i_hv_ka | i_lv_ka | vm_hv_pu | va_hv_degree | vm_lv_pu | va_lv_degree | loading_percent
0 | 2.6518e-14 | 1.7507e-14 | 0.013999 | 0.0105 | 0.013999 | 0.0105 | 1.6678e-16 | 0.00050517 | 0.99997 | 149.9981 | 1 | 0 | 0.069998

## res_ext_grid
| p_mw | q_mvar
0 | 21.8928 | 9.2798

## res_load
| p_mw | q_mvar
0 | 0.16125 | 0.078099
1 | 0.2242 | 0.10859
2 | 0.31881 | 0.15441
3 | 0.29409 | 0.14243
4 | 0.18456 | 0.089385
5 | 0.07254 | 0.035133
6 | 0.10861 | 0.052601
7 | 0.245 | 0.11866
8 | 0.068019 | 0.032943
9 | 0.1409 | 0.068243
10 | 0.26579 | 0.12873
11 | 0.37525 | 0.18174
12 | 0.36154 | 0.1751
13 | 0.16829 | 0.081508
14 | 0.2751 | 0.13324
15 | 0.40509 | 0.19619
16 | 0.32025 | 0.1551
17 | 0.36603 | 0.17728
18 | 0.37109 | 0.17973
19 | 0.079238 | 0.038377
20 | 0.10744 | 0.052035
21 | 1.4914 | 0.7223
22 | 0.15869 | 0.076857
23 | 0.10472 | 0.050717
24 | 0.37851 | 0.18332
25 | 0.069997 | 0.033901
26 | 0.2492 | 0.12069
27 | 0.30594 | 0.14817
28 | 0.12857 | 0.062269
29 | 0.40811 | 0.19766
30 | 0.15769 | 0.076371
31 | 0.57854 | 0.2802
32 | 0.55669 | 0.26962
33 | 0.071138 | 0.034454
34 | 0.11801 | 0.057154
35 | 0.26503 | 0.12836
36 | 0.29039 | 0.14064
37 | 0.11066 | 0.053595
38 | 0.077952 | 0.037754
39 | 0.082693 | 0.04005
40 | 0.32682 | 0.15829
41 | 0.10441 | 0.05057
42 | 0.13483 | 0.065303
43 | 0.12154 | 0.058865
44 | 0.10529 | 0.050996
45 | 0.25779 | 0.12486
46 | 0.095391 | 0.0462
47 | 0.26514 | 0.12841
48 | 0.2484 | 0.1203
49 | 0.18515 | 0.089673
50 | 0.097641 | 0.04729
51 | 0.27513 | 0.13325
52 | 0.25177 | 0.12194
53 | 0.40397 | 0.19565
54 | 0.39918 | 0.19333
55 | 0.11757 | 0.056942
56 | 0.36273 | 0.17568
57 | 0.33514 | 0.16232
58 | 0.18239 | 0.088334
59 | 0.27256 | 0.13201
60 | 0.35834 | 0.17355
61 | 0.35671 | 0.17276
62 | 0.41289 | 0.19997
63 | 0.071339 | 0.034551
64 | 0.19063 | 0.092324
65 | 0.35611 | 0.17247
66 | 0.23423 | 0.11344
67 | 0.14451 | 0.069989
68 | 0.22938 | 0.1111
69 | 0.26767 | 0.12964
70 | 0.15757 | 0.076313
71 | 0.15564 | 0.075378
72 | 0.37174 | 0.18004
73 | 0.57951 | 0.28067
74 | 0.28324 | 0.13718
75 | 0.57839 | 0.28013
76 | 0.1333 | 0.06456
77 | 0.45483 | 0.22028
78 | 0.32743 | 0.15858
79 | 0.13499 | 0.06538
80 | 0.35698 | 0.17289
81 | 0.41141 | 0.19926
82 | 0.082592 | 0.040001
83 | 0.071144 | 0.034457

## dtypes
| element | column | dtype
0 | bus | name | object
1 | bus | vn_kv | float64
2 | bus | type | object
3 | bus | zone | object
4 | bus | in_service | bool
5 | load | name | object
6 | load | bus | uint32
7 | load | p_mw | float64
8 | load | q_mvar | float64
9 | load | const_z_percent | float64
10 | load | const_i_percent | float64
11 | load | sn_mva | float64
12 | load | scaling | float64
13 | load | in_service | bool
14 | load | type | object
15 | ext_grid | name | object
16 | ext_grid | bus | uint32
17 | ext_grid | vm_pu | float64
18 | ext_grid | va_degree | float64
19 | ext_grid | slack_weight | float64
20 | ext_grid | in_service | bool
21 | line | name | object
22 | line | std_type | object
23 | line | from_bus | uint32
24 | line | to_bus | uint32
25 | line | length_km | float64
26 | line | r_ohm_per_km | float64
27 | line | x_ohm_per_km | float64
28 | line | c_nf_per_km | float64
29 | line | g_us_per_km | float64
30 | line | max_i_ka | float64
31 | line | df | float64
32 | line | parallel | uint32
33 | line | type | object
34 | line | in_service | bool
35 | trafo | name | object
36 | trafo | std_type | object
37 | trafo | hv_bus | uint32
38 | trafo | lv_bus | uint32
39 | trafo | sn_mva | float64
40 | trafo | vn_hv_kv | float64
41 | trafo | vn_lv_kv | float64
42 | trafo | vk_percent | float64
43 | trafo | vkr_percent | float64
44 | trafo | pfe_kw | float64
45 | trafo | i0_percent | float64
46 | trafo | shift_degree | float64
47 | trafo | tap_side | object
48 | trafo | tap_neutral | int32
49 | trafo | tap_min | int32
50 | trafo | tap_max | int32
51 | trafo | tap_step_percent | float64
52 | trafo | tap_step_degree | float64
53 | trafo | tap_pos | int32
54 | trafo | tap_phase_shifter | bool
55 | trafo | parallel | uint32
56 | trafo | df | float64
57 | trafo | in_service | bool
58 | bus_geodata | x | float64
59 | bus_geodata | y | float64
60 | bus_geodata | coords | object
61 | res_bus | vm_pu | float64
62 | res_bus | va_degree | float64
63 | res_bus | p_mw | float64
64 | res_bus | q_mvar | float64
65 | res_line | p_from_mw | float64
66 | res_line | q_from_mvar | float64
67 | res_line | p_to_mw | float64
68 | res_line | q_to_mvar | float64
69 | res_line | pl_mw | float64
70 | res_line | ql_mvar | float64
71 | res_line | i_from_ka | float64
72 | res_line | i_to_ka | float64
73 | res_line | i_ka | float64
74 | res_line | vm_from_pu | float64
75 | res_line | va_from_degree | float64
76 | res_line | vm_to_pu | float64
77 | res_line | va_to_degree | float64
78 | res_line | loading_percent | float64
79 | res_trafo | p_hv_mw | float64
80 | res_trafo | q_hv_mvar | float64
81 | res_trafo | p_lv_mw | float64
82 | res_trafo | q_lv_mvar | float64
83 | res_trafo | pl_mw | float64
84 | res_trafo | ql_mvar | float64
85 | res_trafo | i_hv_ka | float64
86 | res_trafo | i_lv_ka | float64
87 | res_trafo | vm_hv_pu | float64
88 | res_trafo | va_hv_degree | float64
89 | res_trafo | vm_lv_pu | float64
90 | res_trafo | va_lv_degree | float64
91 | res_trafo | loading_percent | float64
92 | res_ext_grid | p_mw | float64
93 | res_ext_grid | q_mvar | float64
94 | res_load | p_mw | float64
95 | res_load | q_mvar | float64

## parameters
| version | format_version | converged | OPF_converged | name | f_hz | sn_mva
0 | 2.14.6 | 2.14.0 | TRUE | FALSE |  | 50 | 1