## bus
| name | vn_kv | type | zone | in_service
0 | bus_MV_477_0_node_0 | 20 | n |  | TRUE
1 | bus_MV_477_0_node_189 | 20 | n |  | TRUE
2 | bus_MV_477_0_node_4 | 20 | n |  | TRUE
3 | bus_MV_477_0_node_111 | 20 | n |  | TRUE
4 | bus_MV_477_0_node_2 | 20 | n |  | TRUE
5 | bus_MV_477_0_node_3 | 20 | n |  | TRUE
6 | bus_MV_477_0_node_191 | 20 | n |  | TRUE
7 | bus_MV_477_0_node_5 | 20 | n |  | TRUE
8 | bus_MV_477_0_node_6 | 20 | n |  | TRUE
9 | bus_MV_477_0_node_192 | 20 | n |  | TRUE
10 | bus_MV_477_0_node_16 | 20 | n |  | TRUE
11 | bus_MV_477_0_node_14 | 20 | n |  | TRUE
12 | bus_MV_477_0_node_15 | 20 | n |  | TRUE
13 | bus_MV_477_0_node_172 | 20 | n |  | TRUE
14 | bus_MV_477_0_node_7 | 20 | n |  | TRUE
15 | bus_MV_477_0_node_9 | 20 | n |  | TRUE
16 | bus_MV_477_0_node_8 | 20 | n |  | TRUE
17 | bus_MV_477_0_node_12 | 20 | n |  | TRUE
18 | bus_MV_477_0_node_10 | 20 | n |  | TRUE
19 | bus_MV_477_0_node_13 | 20 | n |  | TRUE
20 | bus_MV_477_0_node_11 | 20 | n |  | TRUE
21 | bus_MV_477_0_node_176 | 20 | n |  | TRUE
22 | bus_MV_477_0_node_17 | 20 | n |  | TRUE
23 | bus_MV_477_0_node_18 | 20 | n |  | TRUE
24 | bus_MV_477_0_node_23 | 20 | n |  | TRUE
25 | bus_MV_477_0_node_19 | 20 | n |  | TRUE
26 | bus_MV_477_0_node_22 | 20 | n |  | TRUE
27 | bus_MV_477_0_node_39 | 20 | n |  | TRUE
28 | bus_MV_477_0_node_25 | 20 | n |  | TRUE
29 | bus_MV_477_0_node_32 | 20 | n |  | TRUE
30 | bus_MV_477_0_node_21 | 20 | n |  | TRUE
31 | bus_MV_477_0_node_20 | 20 | n |  | TRUE
32 | bus_MV_477_0_node_174 | 20 | n |  | TRUE
33 | bus_MV_477_0_node_57 | 20 | n |  | TRUE
34 | bus_MV_477_0_node_185 | 20 | n |  | TRUE
35 | bus_MV_477_0_node_186 | 20 | n |  | TRUE
36 | bus_MV_477_0_node_173 | 20 | n |  | TRUE
37 | bus_MV_477_0_node_56 | 20 | n |  | TRUE
38 | bus_MV_477_0_node_24 | 20 | n |  | TRUE
39 | bus_MV_477_0_node_27 | 20 | n |  | TRUE
40 | bus_MV_477_0_node_28 | 20 | n |  | TRUE
41 | bus_MV_477_0_node_26 | 20 | n |  | TRUE
42 | bus_MV_477_0_node_175 | 20 | n |  | TRUE
43 | bus_MV_477_0_node_184 | 20 | n |  | TRUE
44 | bus_MV_477_0_node_35 | 20 | n |  | TRUE
45 | bus_MV_477_0_node_36 | 20 | n |  | TRUE
46 | bus_MV_477_0_node_29 | 20 | n |  | TRUE
47 | bus_MV_477_0_node_30 | 20 | n |  | TRUE
48 | bus_MV_477_0_node_31 | 20 | n |  | TRUE
49 | bus_MV_477_0_node_33 | 20 | n |  | TRUE
50 | bus_MV_477_0_node_34 | 20 | n |  | TRUE
51 | bus_MV_477_0_node_188 | 20 | n |  | TRUE
52 | bus_MV_477_0_node_40 | 20 | n |  | TRUE
53 | bus_MV_477_0_node_187 | 20 | n |  | TRUE
54 | bus_MV_477_0_node_41 | 20 | n |  | TRUE
55 | bus_MV_477_0_node_37 | 20 | n |  | TRUE
56 | bus_MV_477_0_node_38 | 20 | n |  | TRUE
57 | bus_MV_477_0_node_48 | 20 | n |  | TRUE
58 | bus_MV_477_0_node_43 | 20 | n |  | TRUE
59 | bus_MV_477_0_node_190 | 20 | n |  | TRUE
60 | bus_MV_477_0_node_44 | 20 | n |  | TRUE
61 | bus_MV_477_0_node_45 | 20 | n |  | TRUE
62 | bus_MV_477_0_node_46 | 20 | n |  | TRUE
63 | bus_MV_477_0_node_47 | 20 | n |  | TRUE
64 | bus_MV_477_0_node_42 | 20 | n |  | TRUE
65 | bus_MV_477_0_node_76 | 20 | n |  | TRUE
66 | bus_MV_477_0_node_75 | 20 | n |  | TRUE
67 | bus_MV_477_0_node_137 | 20 | n |  | TRUE
68 | bus_MV_477_0_node_180 | 20 | n |  | TRUE
69 | bus_MV_477_0_node_68 | 20 | n |  | TRUE
70 | bus_MV_477_0_node_49 | 20 | n |  | TRUE
71 | bus_MV_477_0_node_51 | 20 | n |  | TRUE
72 | bus_MV_477_0_node_54 | 20 | n |  | TRUE
73 | bus_MV_477_0_node_53 | 20 | n |  | TRUE
74 | bus_MV_477_0_node_147 | 20 | n |  | TRUE
75 | bus_MV_477_0_node_171 | 20 | n |  | TRUE
76 | bus_MV_477_0_node_169 | 20 | n |  | TRUE
77 | bus_MV_477_0_node_148 | 20 | n |  | TRUE
78 | bus_MV_477_0_node_146 | 20 | n |  | TRUE
79 | bus_MV_477_0_node_55 | 20 | n |  | TRUE
80 | bus_MV_477_0_node_181 | 20 | n |  | TRUE
81 | bus_MV_477_0_node_108 | 20 | n |  | TRUE
82 | bus_MV_477_0_node_113 | 20 | n |  | TRUE
83 | bus_MV_477_0_node_114 | 20 | n |  | TRUE
84 | bus_MV_477_0_node_58 | 20 | n |  | TRUE
85 | bus_MV_477_0_node_59 | 20 | n |  | TRUE
86 | bus_MV_477_0_node_60 | 20 | n |  | TRUE
87 | bus_MV_477_0_node_179 | 20 | n |  | TRUE
88 | bus_MV_477_0_node_170 | 20 | n |  | TRUE
89 | bus_MV_477_0_node_61 | 20 | n |  | TRUE
90 | bus_MV_477_0_node_63 | 20 | n |  | TRUE
91 | bus_MV_477_0_node_64 | 20 | n |  | TRUE
92 | bus_MV_477_0_node_62 | 20 | n |  | TRUE
93 | bus_MV_477_0_node_67 | 20 | n |  | TRUE
94 | bus_MV_477_0_node_65 | 20 | n |  | TRUE
95 | bus_MV_477_0_node_66 | 20 | n |  | TRUE
96 | bus_MV_477_0_node_143 | 20 | n |  | TRUE
97 | bus_MV_477_0_node_144 | 20 | n |  | TRUE
98 | bus_MV_477_0_node_140 | 20 | n |  | TRUE
99 | bus_MV_477_0_node_150 | 20 | n |  | TRUE
100 | bus_MV_477_0_node_142 | 20 | n |  | TRUE
101 | bus_MV_477_0_node_138 | 20 | n |  | TRUE
102 | bus_MV_477_0_node_149 | 20 | n |  | TRUE
103 | bus_MV_477_0_node_69 | 20 | n |  | TRUE
104 | bus_MV_477_0_node_70 | 20 | n |  | TRUE
105 | bus_MV_477_0_node_71 | 20 | n |  | TRUE
106 | bus_MV_477_0_node_72 | 20 | n |  | TRUE
107 | bus_MV_477_0_node_74 | 20 | n |  | TRUE
108 | bus_MV_477_0_node_73 | 20 | n |  | TRUE
109 | bus_MV_477_0_node_77 | 20 | n |  | TRUE
110 | bus_MV_477_0_node_119 | 20 | n |  | TRUE
111 | bus_MV_477_0_node_145 | 20 | n |  | TRUE
112 | bus_MV_477_0_node_120 | 20 | n |  | TRUE
113 | bus_MV_477_0_node_136 | 20 | n |  | TRUE
114 | bus_MV_477_0_node_78 | 20 | n |  | TRUE
115 | bus_MV_477_0_node_79 | 20 | n |  | TRUE
116 | bus_MV_477_0_node_156 | 20 | n |  | TRUE
117 | bus_MV_477_0_node_80 | 20 | n |  | TRUE
118 | bus_MV_477_0_node_81 | 20 | n |  | TRUE
119 | bus_MV_477_0_node_101 | 20 | n |  | TRUE
120 | bus_MV_477_0_node_135 | 20 | n |  | TRUE
121 | bus_MV_477_0_node_133 | 20 | n |  | TRUE
122 | bus_MV_477_0_node_100 | 20 | n |  | TRUE
123 | bus_MV_477_0_node_154 | 20 | n |  | TRUE
124 | bus_MV_477_0_node_153 | 20 | n |  | TRUE
125 | bus_MV_477_0_node_178 | 20 | n |  | TRUE
126 | bus_MV_477_0_node_82 | 20 | n |  | TRUE
127 | bus_MV_477_0_node_183 | 20 | n |  | TRUE
128 | bus_MV_477_0_node_84 | 20 | n |  | TRUE
129 | bus_MV_477_0_node_83 | 20 | n |  | TRUE
130 | bus_MV_477_0_node_107 | 20 | n |  | TRUE
131 | bus_MV_477_0_node_196 | 20 | n |  | TRUE
132 | bus_MV_477_0_node_155 | 20 | n |  | TRUE
133 | bus_MV_477_0_node_152 | 20 | n |  | TRUE
134 | bus_MV_477_0_node_87 | 20 | n |  | TRUE
135 | bus_MV_477_0_node_161 | 20 | n |  | TRUE
136 | bus_MV_477_0_node_85 | 20 | n |  | TRUE
137 | bus_MV_477_0_node_86 | 20 | n |  | TRUE
138 | bus_MV_477_0_node_131 | 20 | n |  | TRUE
139 | bus_MV_477_0_node_130 | 20 | n |  | TRUE
140 | bus_MV_477_0_node_88 | 20 | n |  | TRUE
141 | bus_MV_477_0_node_132 | 20 | n |  | TRUE
142 | bus_MV_477_0_node_157 | 20 | n |  | TRUE
143 | bus_MV_477_0_node_89 | 20 | n |  | TRUE
144 | bus_MV_477_0_node_90 | 20 | n |  | TRUE
145 | bus_MV_477_0_node_91 | 20 | n |  | TRUE
146 | bus_MV_477_0_node_92 | 20 | n |  | TRUE
147 | bus_MV_477_0_node_93 | 20 | n |  | TRUE
148 | bus_MV_477_0_node_95 | 20 | n |  | TRUE
149 | bus_MV_477_0_node_96 | 20 | n |  | TRUE
150 | bus_MV_477_0_node_94 | 20 | n |  | TRUE
151 | bus_MV_477_0_node_103 | 20 | n |  | TRUE
152 | bus_MV_477_0_node_129 | 20 | n |  | TRUE
153 | bus_MV_477_0_node_193 | 20 | n |  | TRUE
154 | bus_MV_477_0_node_195 | 20 | n |  | TRUE
155 | bus_MV_477_0_node_104 | 20 | n |  | TRUE
156 | bus_MV_477_0_node_128 | 20 | n |  | TRUE
157 | bus_MV_477_0_node_97 | 20 | n |  | TRUE
158 | bus_MV_477_0_node_115 | 20 | n |  | TRUE
159 | bus_MV_477_0_node_98 | 20 | n |  | TRUE
160 | bus_MV_477_0_node_99 | 20 | n |  | TRUE
161 | bus_MV_477_0_node_167 | 20 | n |  | TRUE
162 | bus_MV_477_0_node_102 | 20 | n |  | TRUE
163 | bus_MV_477_0_node_194 | 20 | n |  | TRUE
164 | bus_MV_477_0_node_165 | 20 | n |  | TRUE
165 | bus_MV_477_0_node_134 | 20 | n |  | TRUE
166 | bus_MV_477_0_node_151 | 20 | n |  | TRUE
167 | bus_MV_477_0_node_105 | 20 | n |  | TRUE
168 | bus_MV_477_0_node_106 | 20 | n |  | TRUE
169 | bus_MV_477_0_node_112 | 20 | n |  | TRUE
170 | bus_MV_477_0_node_110 | 20 | n |  | TRUE
171 | bus_MV_477_0_node_109 | 20 | n |  | TRUE
172 | bus_MV_477_0_node_125 | 20 | n |  | TRUE
173 | bus_MV_477_0_node_160 | 20 | n |  | TRUE
174 | bus_MV_477_0_node_127 | 20 | n |  | TRUE
175 | bus_MV_477_0_node_116 | 20 | n |  | TRUE
176 | bus_MV_477_0_node_117 | 20 | n |  | TRUE
177 | bus_MV_477_0_node_118 | 20 | n |  | TRUE
178 | bus_MV_477_0_node_166 | 20 | n |  | TRUE
179 | bus_MV_477_0_node_164 | 20 | n |  | TRUE
180 | bus_MV_477_0_node_163 | 20 | n |  | TRUE
181 | bus_MV_477_0_node_123 | 20 | n |  | TRUE
182 | bus_MV_477_0_node_121 | 20 | n |  | TRUE
183 | bus_MV_477_0_node_122 | 20 | n |  | TRUE
184 | bus_MV_477_0_node_182 | 20 | n |  | TRUE
185 | bus_MV_477_0_node_177 | 20 | n |  | TRUE
186 | bus_MV_477_0_node_159 | 20 | n |  | TRUE
187 | bus_MV_477_0_node_158 | 20 | n |  | TRUE
188 | bus_MV_477_0_node_139 | 20 | n |  | TRUE
189 | bus_MV_477_0_node_141 | 20 | n |  | TRUE
190 | bus_MV_477_0_node_168 | 20 | n |  | TRUE
191 | bus_HV_477_0_node_120 | 110 | n |  | TRUE

## load
| name | bus | p_mw | q_mvar | const_z_percent | const_i_percent | sn_mva | scaling | in_service | type
0 | MV_477_0_load_0 | 0 | 0.09232 | 0.044713 | 0 | 0 |  | 1 | TRUE | wye
1 | MV_477_0_load_189 | 1 | 0.057649 | 0.027921 | 0 | 0 |  | 1 | TRUE | wye
2 | MV_477_0_load_2 | 4 | 0.063479 | 0.030744 | 0 | 0 |  | 1 | TRUE | wye
3 | MV_477_0_load_6 | 8 | 0.12212 | 0.059144 | 0 | 0 |  | 1 | TRUE | wye
4 | MV_477_0_load_192 | 9 | 0.08141 | 0.039429 | 0 | 0 |  | 1 | TRUE | wye
5 | MV_477_0_load_14 | 11 | 0.1469 | 0.071147 | 0 | 0 |  | 1 | TRUE | wye
6 | MV_477_0_load_172 | 13 | 0.06303 | 0.030527 | 0 | 0 |  | 1 | TRUE | wye
7 | MV_477_0_load_7 | 14 | 0.16487 | 0.07985 | 0 | 0 |  | 1 | TRUE | wye
8 | MV_477_0_load_13 | 19 | 0.097118 | 0.047037 | 0 | 0 |  | 1 | TRUE | wye
9 | MV_477_0_load_176 | 21 | 0.1333 | 0.064558 | 0 | 0 |  | 1 | TRUE | wye
10 | MV_477_0_load_17 | 22 | 0.061914 | 0.029987 | 0 | 0 |  | 1 | TRUE | wye
11 | MV_477_0_load_22 | 26 | 0.11022 | 0.05338 | 0 | 0 |  | 1 | TRUE | wye
12 | MV_477_0_load_39 | 27 | 0.061684 | 0.029875 | 0 | 0 |  | 1 | TRUE | wye
13 | MV_477_0_load_20 | 31 | 0.14712 | 0.071255 | 0 | 0 |  | 1 | TRUE | wye
14 | MV_477_0_load_174 | 32 | 0.1028 | 0.04979 | 0 | 0 |  | 1 | TRUE | wye
15 | MV_477_0_load_185 | 34 | 0.14534 | 0.070392 | 0 | 0 |  | 1 | TRUE | wye
16 | MV_477_0_load_56 | 37 | 0.065854 | 0.031895 | 0 | 0 |  | 1 | TRUE | wye
17 | MV_477_0_load_26 | 41 | 0.13807 | 0.066873 | 0 | 0 |  | 1 | TRUE | wye
18 | MV_477_0_load_184 | 43 | 0.072444 | 0.035086 | 0 | 0 |  | 1 | TRUE | wye
19 | MV_477_0_load_35 | 44 | 0.1585 | 0.076767 | 0 | 0 |  | 1 | TRUE | wye
20 | MV_477_0_load_29 | 46 | 0.15524 | 0.075185 | 0 | 0 |  | 1 | TRUE | wye
21 | MV_477_0_load_188 | 51 | 0.14946 | 0.072388 | 0 | 0 |  | 1 | TRUE | wye
22 | MV_477_0_load_40 | 52 | 0.070869 | 0.034323 | 0 | 0 |  | 1 | TRUE | wye
23 | MV_477_0_load_38 | 56 | 0.095799 | 0.046398 | 0 | 0 |  | 1 | TRUE | wye
24 | MV_477_0_load_43 | 58 | 0.10042 | 0.048638 | 0 | 0 |  | 1 | TRUE | wye
25 | MV_477_0_load_190 | 59 | 0.10667 | 0.051665 | 0 | 0 |  | 1 | TRUE | wye
26 | MV_477_0_load_44 | 60 | 0.15355 | 0.074367 | 0 | 0 |  | 1 | TRUE | wye
27 | MV_477_0_load_47 | 63 | 0.091584 | 0.044356 | 0 | 0 |  | 1 | TRUE | wye
28 | MV_477_0_load_75 | 66 | 0.31479 | 0.15246 | 0 | 0 |  | 1 | TRUE | wye
29 | MV_477_0_load_137 | 67 | 0.070113 | 0.033957 | 0 | 0 |  | 1 | TRUE | wye
30 | MV_477_0_load_180 | 68 | 0.2376 | 0.11508 | 0 | 0 |  | 1 | TRUE | wye
31 | MV_477_0_load_49 | 70 | 0.10115 | 0.048987 | 0 | 0 |  | 1 | TRUE | wye
32 | MV_477_0_load_54 | 72 | 0.092041 | 0.044577 | 0 | 0 |  | 1 | TRUE | wye
33 | MV_477_0_load_169 | 76 | 0.15867 | 0.076848 | 0 | 0 |  | 1 | TRUE | wye
34 | MV_477_0_load_148 | 77 | 0.21707 | 0.10513 | 0 | 0 |  | 1 | TRUE | wye
35 | MV_477_0_load_146 | 78 | 0.37496 | 0.1816 | 0 | 0 |  | 1 | TRUE | wye
36 | MV_477_0_load_55 | 79 | 0.0706 | 0.034193 | 0 | 0 |  | 1 | TRUE | wye
37 | MV_477_0_load_181 | 80 | 0.2464 | 0.11934 | 0 | 0 |  | 1 | TRUE | wye
38 | MV_477_0_load_113 | 82 | 0.18271 | 0.088488 | 0 | 0 |  | 1 | TRUE | wye
39 | MV_477_0_load_58 | 84 | 0.12323 | 0.059682 | 0 | 0 |  | 1 | TRUE | wye
40 | MV_477_0_load_179 | 87 | 0.10739 | 0.052013 | 0 | 0 |  | 1 | TRUE | wye
41 | MV_477_0_load_61 | 89 | 0.40553 | 0.19641 | 0 | 0 |  | 1 | TRUE | wye
42 | MV_477_0_load_64 | 91 | 0.18583 | 0.090002 | 0 | 0 |  | 1 | TRUE | wye
43 | MV_477_0_load_62 | 92 | 0.088358 | 0.042794 | 0 | 0 |  | 1 | TRUE | wye
44 | MV_477_0_load_67 | 93 | 0.098006 | 0.047467 | 0 | 0 |  | 1 | TRUE | wye
45 | MV_477_0_load_65 | 94 | 0.2063 | 0.099917 | 0 | 0 |  | 1 | TRUE | wye
46 | MV_477_0_load_66 | 95 | 0.12891 | 0.062433 | 0 | 0 |  | 1 | TRUE | wye
47 | MV_477_0_load_144 | 97 | 0.093123 | 0.045101 | 0 | 0 |  | 1 | TRUE | wye
48 | MV_477_0_load_142 | 100 | 0.12711 | 0.061563 | 0 | 0 |  | 1 | TRUE | wye
49 | MV_477_0_load_149 | 102 | 0.28383 | 0.13747 | 0 | 0 |  | 1 | TRUE | wye
50 | MV_477_0_load_69 | 103 | 0.34536 | 0.16727 | 0 | 0 |  | 1 | TRUE | wye
51 | MV_477_0_load_77 | 109 | 0.19756 | 0.095684 | 0 | 0 |  | 1 | TRUE | wye
52 | MV_477_0_load_119 | 110 | 0.3242 | 0.15702 | 0 | 0 |  | 1 | TRUE | wye
53 | MV_477_0_load_145 | 111 | 0.10244 | 0.049614 | 0 | 0 |  | 1 | TRUE | wye
54 | MV_477_0_load_136 | 113 | 0.16743 | 0.08109 | 0 | 0 |  | 1 | TRUE | wye
55 | MV_477_0_load_78 | 114 | 0.16549 | 0.080153 | 0 | 0 |  | 1 | TRUE | wye
56 | MV_477_0_load_156 | 116 | 0.081199 | 0.039326 | 0 | 0 |  | 1 | TRUE | wye
57 | MV_477_0_load_133 | 121 | 0.34138 | 0.16534 | 0 | 0 |  | 1 | TRUE | wye
58 | MV_477_0_load_153 | 124 | 0.10458 | 0.050651 | 0 | 0 |  | 1 | TRUE | wye
59 | MV_477_0_load_178 | 125 | 0.19648 | 0.095159 | 0 | 0 |  | 1 | TRUE | wye
60 | MV_477_0_load_183 | 127 | 0.36355 | 0.17608 | 0 | 0 |  | 1 | TRUE | wye
61 | MV_477_0_load_107 | 130 | 0.21144 | 0.1024 | 0 | 0 |  | 1 | TRUE | wye
62 | MV_477_0_load_196 | 131 | 0.36414 | 0.17636 | 0 | 0 |  | 1 | TRUE | wye
63 | MV_477_0_load_155 | 132 | 0.15011 | 0.072701 | 0 | 0 |  | 1 | TRUE | wye
64 | MV_477_0_load_152 | 133 | 0.34362 | 0.16642 | 0 | 0 |  | 1 | TRUE | wye
65 | MV_477_0_load_85 | 136 | 0.31849 | 0.15425 | 0 | 0 |  | 1 | TRUE | wye
66 | MV_477_0_load_131 | 138 | 0.13872 | 0.067187 | 0 | 0 |  | 1 | TRUE | wye
67 | MV_477_0_load_130 | 139 | 0.33334 | 0.16144 | 0 | 0 |  | 1 | TRUE | wye
68 | MV_477_0_load_132 | 141 | 0.3917 | 0.18971 | 0 | 0 |  | 1 | TRUE | wye
69 | MV_477_0_load_157 | 142 | 0.082861 | 0.040132 | 0 | 0 |  | 1 | TRUE | wye
70 | MV_477_0_load_89 | 143 | 0.40305 | 0.1952 | 0 | 0 |  | 1 | TRUE | wye
71 | MV_477_0_load_90 | 144 | 0.30629 | 0.14834 | 0 | 0 |  | 1 | TRUE | wye
72 | MV_477_0_load_95 | 148 | 0.16846 | 0.081589 | 0 | 0 |  | 1 | TRUE | wye
73 | MV_477_0_load_103 | 151 | 0.25892 | 0.1254 | 0 | 0 |  | 1 | TRUE | wye
74 | MV_477_0_load_193 | 153 | 0.37907 | 0.18359 | 0 | 0 |  | 1 | TRUE | wye
75 | MV_477_0_load_195 | 154 | 0.1901 | 0.092072 | 0 | 0 |  | 1 | TRUE | wye
76 | MV_477_0_load_128 | 156 | 0.36479 | 0.17668 | 0 | 0 |  | 1 | TRUE | wye
77 | MV_477_0_load_97 | 157 | 0.16549 | 0.08015 | 0 | 0 |  | 1 | TRUE | wye
78 | MV_477_0_load_167 | 161 | 0.23674 | 0.11466 | 0 | 0 |  | 1 | TRUE | wye
79 | MV_477_0_load_102 | 162 | 0.2163 | 0.10476 | 0 | 0 |  | 1 | TRUE | wye
80 | MV_477_0_load_194 | 163 | 0.070035 | 0.033919 | 0 | 0 |  | 1 | TRUE | wye
81 | MV_477_0_load_151 | 166 | 0.080699 | 0.039085 | 0 | 0 |  | 1 | TRUE | wye
82 | MV_477_0_load_110 | 170 | 0.20696 | 0.10024 | 0 | 0 |  | 1 | TRUE | wye
83 | MV_477_0_load_109 | 171 | 0.24836 | 0.12029 | 0 | 0 |  | 1 | TRUE | wye
84 | MV_477_0_load_125 | 172 | 0.39643 | 0.192 | 0 | 0 |  | 1 | TRUE | wye
85 | MV_477_0_load_160 | 173 | 0.22603 | 0.10947 | 0 | 0 |  | 1 | TRUE | wye
86 | MV_477_0_load_116 | 175 | 0.33527 | 0.16238 | 0 | 0 |  | 1 | TRUE | wye
87 | MV_477_0_load_166 | 178 | 0.41871 | 0.20279 | 0 | 0 |  | 1 | TRUE | wye
88 | MV_477_0_load_163 | 180 | 0.077952 | 0.037754 | 0 | 0 |  | 1 | TRUE | wye
89 | MV_477_0_load_182 | 184 | 0.25065 | 0.12139 | 0 | 0 |  | 1 | TRUE | wye
90 | MV_477_0_load_177 | 185 | 0.20467 | 0.099125 | 0 | 0 |  | 1 | TRUE | wye
91 | MV_477_0_load_159 | 186 | 0.17654 | 0.085503 | 0 | 0 |  | 1 | TRUE | wye
92 | MV_477_0_load_158 | 187 | 1.0642 | 0.51542 | 0 | 0 |  | 1 | TRUE | wye
93 | MV_477_0_load_139 | 188 | 0.092222 | 0.044665 | 0 | 0 |  | 1 | TRUE | wye
94 | MV_477_0_load_141 | 189 | 0.07095 | 0.034363 | 0 | 0 |  | 1 | TRUE | wye

## ext_grid
| name | bus | vm_pu | va_degree | slack_weight | in_service
0 |  | 112 | 1 | 0 | 1 | TRUE

## line
| name | std_type | from_bus | to_bus | length_km | r_ohm_per_km | x_ohm_per_km | c_nf_per_km | g_us_per_km | max_i_ka | df | parallel | type | in_service
0 | MV_477_0_line_0 |  | 0 | 1 | 2.0688 | 0.1188 | 0.172 | 20.6 | 0 | 0.82 | 1 | 1 | ol | TRUE
1 | MV_477_0_line_1 |  | 1 | 2 | 1.3309 | 0.1188 | 0.172 | 20.6 | 0 | 0.82 | 1 | 1 | ol | TRUE
2 | MV_477_0_line_2 |  | 1 | 3 | 0.026524 | 0.061 | 0.056 | 608 | 0 | 0.842 | 1 | 1 | cs | TRUE
3 | MV_477_0_line_3 |  | 2 | 6 | 1.6533 | 0.1188 | 0.172 | 20.6 | 0 | 0.82 | 1 | 1 | ol | TRUE
4 | MV_477_0_line_4 |  | 2 | 4 | 0.016142 | 0.061 | 0.056 | 608 | 0 | 0.842 | 1 | 1 | cs | TRUE
5 | MV_477_0_line_5 |  | 3 | 167 | 0.92627 | 0.061 | 0.056 | 608 | 0 | 0.842 | 1 | 1 | cs | TRUE
6 | MV_477_0_line_6 |  | 4 | 5 | 0.11296 | 0.1188 | 0.172 | 20.6 | 0 | 0.82 | 1 | 1 | ol | TRUE
7 | MV_477_0_line_7 |  | 5 | 7 | 0.21862 | 0.061 | 0.056 | 608 | 0 | 0.842 | 1 | 1 | cs | TRUE
8 | MV_477_0_line_8 |  | 6 | 9 | 0.014039 | 0.445 | 0.132 | 190 | 0 | 0.22 | 1 | 1 | cs | TRUE
9 | MV_477_0_line_9 |  | 7 | 8 | 0.16488 | 0.061 | 0.056 | 608 | 0 | 0.842 | 1 | 1 | cs | TRUE
10 | MV_477_0_line_10 |  | 8 | 10 | 0.05157 | 0.1188 | 0.172 | 20.6 | 0 | 0.82 | 1 | 1 | ol | TRUE
11 | MV_477_0_line_11 |  | 10 | 12 | 0.022305 | 0.061 | 0.056 | 608 | 0 | 0.842 | 1 | 1 | cs | TRUE
12 | MV_477_0_line_12 |  | 11 | 12 | 0.048932 | 0.061 | 0.056 | 608 | 0 | 0.842 | 1 | 1 | cs | TRUE
13 | MV_477_0_line_13 |  | 11 | 13 | 0.24973 | 0.1188 | 0.172 | 20.6 | 0 | 0.82 | 1 | 1 | ol | TRUE
14 | MV_477_0_line_14 |  | 13 | 17 | 0.036809 | 0.061 | 0.056 | 608 | 0 | 0.842 | 1 | 1 | cs | TRUE
15 | MV_477_0_line_15 |  | 14 | 15 | 0.0236 | 0.061 | 0.056 | 608 | 0 | 0.842 | 1 | 1 | cs | TRUE
16 | MV_477_0_line_16 |  | 14 | 16 | 0.051025 | 0.1188 | 0.172 | 20.6 | 0 | 0.82 | 1 | 1 | ol | TRUE
17 | MV_477_0_line_17 |  | 15 | 17 | 0.20796 | 0.061 | 0.056 | 608 | 0 | 0.842 | 1 | 1 | cs | TRUE
18 | MV_477_0_line_18 |  | 16 | 18 | 0.046909 | 0.445 | 0.132 | 190 | 0 | 0.22 | 1 | 1 | cs | TRUE
19 | MV_477_0_line_19 |  | 17 | 20 | 0.23533 | 0.061 | 0.056 | 608 | 0 | 0.842 | 1 | 1 | cs | TRUE
20 | MV_477_0_line_20 |  | 18 | 19 | 0.11947 | 0.445 | 0.132 | 190 | 0 | 0.22 | 1 | 1 | cs | TRUE
21 | MV_477_0_line_21 |  | 20 | 21 | 0.10879 | 0.1188 | 0.172 | 20.6 | 0 | 0.82 | 1 | 1 | ol | TRUE
22 | MV_477_0_line_22 |  | 22 | 23 | 0.1959 | 0.5939 | 0.372 | 9.5 | 0 | 0.21 | 1 | 1 | ol | TRUE
23 | MV_477_0_line_23 |  | 22 | 24 | 1.7598 | 0.5939 | 0.372 | 9.5 | 0 | 0.21 | 1 | 1 | ol | TRUE
24 | MV_477_0_line_24 |  | 23 | 25 | 0.44477 | 0.445 | 0.132 | 190 | 0 | 0.22 | 1 | 1 | cs | TRUE
25 | MV_477_0_line_25 |  | 24 | 26 | 0.052666 | 0.445 | 0.132 | 190 | 0 | 0.22 | 1 | 1 | cs | TRUE
26 | MV_477_0_line_26 |  | 25 | 30 | 1.2551 | 0.445 | 0.132 | 190 | 0 | 0.22 | 1 | 1 | cs | TRUE
27 | MV_477_0_line_27 |  | 25 | 31 | 0.073295 | 0.5939 | 0.372 | 9.5 | 0 | 0.21 | 1 | 1 | ol | TRUE
28 | MV_477_0_line_28 |  | 26 | 38 | 0.15383 | 0.445 | 0.132 | 190 | 0 | 0.22 | 1 | 1 | cs | TRUE
29 | MV_477_0_line_29 |  | 27 | 28 | 0.42491 | 0.5939 | 0.372 | 9.5 | 0 | 0.21 | 1 | 1 | ol | TRUE
30 | MV_477_0_line_30 |  | 27 | 29 | 0.073213 | 0.445 | 0.132 | 190 | 0 | 0.22 | 1 | 1 | cs | TRUE
31 | MV_477_0_line_31 |  | 28 | 41 | 0.11923 | 0.445 | 0.132 | 190 | 0 | 0.22 | 1 | 1 | cs | TRUE
32 | MV_477_0_line_32 |  | 29 | 47 | 0.17694 | 0.445 | 0.132 | 190 | 0 | 0.22 | 1 | 1 | cs | TRUE
33 | MV_477_0_line_33 |  | 30 | 32 | 0.10078 | 0.445 | 0.132 | 190 | 0 | 0.22 | 1 | 1 | cs | TRUE
34 | MV_477_0_line_34 |  | 30 | 33 | 2.028 | 0.5939 | 0.372 | 9.5 | 0 | 0.21 | 1 | 1 | ol | TRUE
35 | MV_477_0_line_35 |  | 32 | 36 | 0.012892 | 0.445 | 0.132 | 190 | 0 | 0.22 | 1 | 1 | cs | TRUE
36 | MV_477_0_line_36 |  | 33 | 37 | 0.07664 | 0.445 | 0.132 | 190 | 0 | 0.22 | 1 | 1 | cs | TRUE
37 | MV_477_0_line_37 |  | 34 | 35 | 0.030866 | 0.5939 | 0.372 | 9.5 | 0 | 0.21 | 1 | 1 | ol | TRUE
38 | MV_477_0_line_38 |  | 35 | 53 | 0.036756 | 0.445 | 0.132 | 190 | 0 | 0.22 | 1 | 1 | cs | TRUE
39 | MV_477_0_line_39 |  | 36 | 42 | 0.66357 | 0.445 | 0.132 | 190 | 0 | 0.22 | 1 | 1 | cs | TRUE
40 | MV_477_0_line_40 |  | 38 | 39 | 0.67286 | 0.5939 | 0.372 | 9.5 | 0 | 0.21 | 1 | 1 | ol | TRUE
41 | MV_477_0_line_41 |  | 39 | 40 | 0.36363 | 0.445 | 0.132 | 190 | 0 | 0.22 | 1 | 1 | cs | TRUE
42 | MV_477_0_line_42 |  | 39 | 41 | 0.095086 | 0.5939 | 0.372 | 9.5 | 0 | 0.21 | 1 | 1 | ol | TRUE
43 | MV_477_0_line_43 |  | 40 | 44 | 0.002419 | 0.445 | 0.132 | 190 | 0 | 0.22 | 1 | 1 | cs | TRUE
44 | MV_477_0_line_44 |  | 42 | 43 | 0.21887 | 0.5939 | 0.372 | 9.5 | 0 | 0.21 | 1 | 1 | ol | TRUE
45 | MV_477_0_line_45 |  | 44 | 45 | 0.070482 | 0.5939 | 0.372 | 9.5 | 0 | 0.21 | 1 | 1 | ol | TRUE
46 | MV_477_0_line_46 |  | 45 | 55 | 0.25275 | 0.445 | 0.132 | 190 | 0 | 0.22 | 1 | 1 | cs | TRUE
47 | MV_477_0_line_47 |  | 46 | 47 | 0.016127 | 0.445 | 0.132 | 190 | 0 | 0.22 | 1 | 1 | cs | TRUE
48 | MV_477_0_line_48 |  | 46 | 48 | 0.087853 | 0.445 | 0.132 | 190 | 0 | 0.22 | 1 | 1 | cs | TRUE
49 | MV_477_0_line_49 |  | 48 | 49 | 0.29393 | 0.445 | 0.132 | 190 | 0 | 0.22 | 1 | 1 | cs | TRUE
50 | MV_477_0_line_50 |  | 49 | 50 | 0.54966 | 0.445 | 0.132 | 190 | 0 | 0.22 | 1 | 1 | cs | TRUE
51 | MV_477_0_line_51 |  | 49 | 51 | 0.019751 | 0.5939 | 0.372 | 9.5 | 0 | 0.21 | 1 | 1 | ol | TRUE
52 | MV_477_0_line_52 |  | 50 | 52 | 0.004789 | 0.445 | 0.132 | 190 | 0 | 0.22 | 1 | 1 | cs | TRUE
53 | MV_477_0_line_53 |  | 51 | 53 | 0.031006 | 0.445 | 0.132 | 190 | 0 | 0.22 | 1 | 1 | cs | TRUE
54 | MV_477_0_line_54 |  | 52 | 54 | 0.11157 | 0.445 | 0.132 | 190 | 0 | 0.22 | 1 | 1 | cs | TRUE
55 | MV_477_0_line_55 |  | 54 | 64 | 1.2752 | 0.445 | 0.132 | 190 | 0 | 0.22 | 1 | 1 | cs | TRUE
56 | MV_477_0_line_56 |  | 55 | 56 | 0.040688 | 0.445 | 0.132 | 190 | 0 | 0.22 | 1 | 1 | cs | TRUE
57 | MV_477_0_line_57 |  | 55 | 57 | 1.4519 | 0.5939 | 0.372 | 9.5 | 0 | 0.21 | 1 | 1 | ol | TRUE
58 | MV_477_0_line_58 |  | 57 | 59 | 0.042764 | 0.445 | 0.132 | 190 | 0 | 0.22 | 1 | 1 | cs | TRUE
59 | MV_477_0_line_59 |  | 57 | 62 | 0.3175 | 0.445 | 0.132 | 190 | 0 | 0.22 | 1 | 1 | cs | TRUE
60 | MV_477_0_line_60 |  | 58 | 59 | 1.5868 | 0.5939 | 0.372 | 9.5 | 0 | 0.21 | 1 | 1 | ol | TRUE
61 | MV_477_0_line_61 |  | 60 | 61 | 0.013295 | 0.445 | 0.132 | 190 | 0 | 0.22 | 1 | 1 | cs | TRUE
62 | MV_477_0_line_62 |  | 61 | 62 | 0.32547 | 0.445 | 0.132 | 190 | 0 | 0.22 | 1 | 1 | cs | TRUE
63 | MV_477_0_line_63 |  | 62 | 63 | 0.037376 | 0.445 | 0.132 | 190 | 0 | 0.22 | 1 | 1 | cs | TRUE
64 | MV_477_0_line_64 |  | 64 | 65 | 0.80793 | 0.445 | 0.132 | 190 | 0 | 0.22 | 1 | 1 | cs | TRUE
65 | MV_477_0_line_65 |  | 64 | 66 | 0.022487 | 0.445 | 0.132 | 190 | 0 | 0.22 | 1 | 1 | cs | TRUE
66 | MV_477_0_line_66 |  | 65 | 67 | 0.037549 | 0.445 | 0.132 | 190 | 0 | 0.22 | 1 | 1 | cs | TRUE
67 | MV_477_0_line_67 |  | 67 | 113 | 0.017964 | 0.445 | 0.132 | 190 | 0 | 0.22 | 1 | 1 | cs | TRUE
68 | MV_477_0_line_68 |  | 68 | 69 | 0.061441 | 0.5939 | 0.372 | 9.5 | 0 | 0.21 | 1 | 1 | ol | TRUE
69 | MV_477_0_line_69 |  | 69 | 99 | 1.3524 | 0.445 | 0.132 | 190 | 0 | 0.22 | 1 | 1 | cs | TRUE
70 | MV_477_0_line_70 |  | 69 | 90 | 0.45332 | 0.445 | 0.132 | 190 | 0 | 0.22 | 1 | 1 | cs | TRUE
71 | MV_477_0_line_71 |  | 70 | 71 | 0.011164 | 0.445 | 0.132 | 190 | 0 | 0.22 | 1 | 1 | cs | TRUE
72 | MV_477_0_line_72 |  | 70 | 72 | 0.36443 | 0.5939 | 0.372 | 9.5 | 0 | 0.21 | 1 | 1 | ol | TRUE
73 | MV_477_0_line_73 |  | 71 | 73 | 0.30073 | 0.445 | 0.132 | 190 | 0 | 0.22 | 1 | 1 | cs | TRUE
74 | MV_477_0_line_74 |  | 71 | 74 | 2.9592 | 0.5939 | 0.372 | 9.5 | 0 | 0.21 | 1 | 1 | ol | TRUE
75 | MV_477_0_line_75 |  | 72 | 75 | 1.2991 | 0.5939 | 0.372 | 9.5 | 0 | 0.21 | 1 | 1 | ol | TRUE
76 | MV_477_0_line_76 |  | 73 | 79 | 0.062461 | 0.5939 | 0.372 | 9.5 | 0 | 0.21 | 1 | 1 | ol | TRUE
77 | MV_477_0_line_77 |  | 74 | 77 | 0.017091 | 0.445 | 0.132 | 190 | 0 | 0.22 | 1 | 1 | cs | TRUE
78 | MV_477_0_line_78 |  | 74 | 78 | 0.035115 | 0.445 | 0.132 | 190 | 0 | 0.22 | 1 | 1 | cs | TRUE
79 | MV_477_0_line_79 |  | 75 | 76 | 0.002901 | 0.445 | 0.132 | 190 | 0 | 0.22 | 1 | 1 | cs | TRUE
80 | MV_477_0_line_80 |  | 76 | 190 | 0.085449 | 0.445 | 0.132 | 190 | 0 | 0.22 | 1 | 1 | cs | TRUE
81 | MV_477_0_line_81 |  | 77 | 102 | 0.0077617 | 0.445 | 0.132 | 190 | 0 | 0.22 | 1 | 1 | cs | TRUE
82 | MV_477_0_line_82 |  | 80 | 81 | 0.15894 | 0.1188 | 0.172 | 20.6 | 0 | 0.82 | 1 | 1 | ol | TRUE
83 | MV_477_0_line_83 |  | 81 | 129 | 0.84085 | 0.061 | 0.056 | 608 | 0 | 0.842 | 1 | 1 | cs | TRUE
84 | MV_477_0_line_84 |  | 82 | 83 | 0.003969 | 0.445 | 0.132 | 190 | 0 | 0.22 | 1 | 1 | cs | TRUE
85 | MV_477_0_line_85 |  | 83 | 158 | 0.13391 | 0.103 | 0.058 | 500 | 0 | 0.638 | 1 | 1 | cs | TRUE
86 | MV_477_0_line_86 |  | 84 | 85 | 0.0434 | 0.445 | 0.132 | 190 | 0 | 0.22 | 1 | 1 | cs | TRUE
87 | MV_477_0_line_87 |  | 85 | 86 | 0.1285 | 0.445 | 0.132 | 190 | 0 | 0.22 | 1 | 1 | cs | TRUE
88 | MV_477_0_line_88 |  | 86 | 87 | 0.03643 | 0.445 | 0.132 | 190 | 0 | 0.22 | 1 | 1 | cs | TRUE
89 | MV_477_0_line_89 |  | 87 | 88 | 0.016929 | 0.445 | 0.132 | 190 | 0 | 0.22 | 1 | 1 | cs | TRUE
90 | MV_477_0_line_90 |  | 88 | 190 | 0.36567 | 0.445 | 0.132 | 190 | 0 | 0.22 | 1 | 1 | cs | TRUE
91 | MV_477_0_line_91 |  | 89 | 90 | 0.017458 | 0.445 | 0.132 | 190 | 0 | 0.22 | 1 | 1 | cs | TRUE
92 | MV_477_0_line_92 |  | 89 | 91 | 0.018339 | 0.445 | 0.132 | 190 | 0 | 0.22 | 1 | 1 | cs | TRUE
93 | MV_477_0_line_93 |  | 89 | 92 | 0.015945 | 0.5939 | 0.372 | 9.5 | 0 | 0.21 | 1 | 1 | ol | TRUE
94 | MV_477_0_line_94 |  | 90 | 93 | 0.013845 | 0.445 | 0.132 | 190 | 0 | 0.22 | 1 | 1 | cs | TRUE
95 | MV_477_0_line_95 |  | 92 | 94 | 0.0047872 | 0.445 | 0.132 | 190 | 0 | 0.22 | 1 | 1 | cs | TRUE
96 | MV_477_0_line_96 |  | 93 | 98 | 0.031482 | 0.445 | 0.132 | 190 | 0 | 0.22 | 1 | 1 | cs | TRUE
97 | MV_477_0_line_97 |  | 94 | 95 | 0.015981 | 0.445 | 0.132 | 190 | 0 | 0.22 | 1 | 1 | cs | TRUE
98 | MV_477_0_line_98 |  | 95 | 96 | 0.032268 | 0.445 | 0.132 | 190 | 0 | 0.22 | 1 | 1 | cs | TRUE
99 | MV_477_0_line_99 |  | 96 | 97 | 0.02797 | 0.445 | 0.132 | 190 | 0 | 0.22 | 1 | 1 | cs | TRUE
100 | MV_477_0_line_100 |  | 98 | 100 | 0.025816 | 0.161 | 0.117 | 273 | 0 | 0.362 | 1 | 1 | cs | TRUE
101 | MV_477_0_line_101 |  | 98 | 101 | 0.034638 | 0.445 | 0.132 | 190 | 0 | 0.22 | 1 | 1 | cs | TRUE
102 | MV_477_0_line_102 |  | 99 | 102 | 0.25451 | 0.445 | 0.132 | 190 | 0 | 0.22 | 1 | 1 | cs | TRUE
103 | MV_477_0_line_103 |  | 100 | 111 | 0.024747 | 0.103 | 0.058 | 500 | 0 | 0.638 | 1 | 1 | cs | TRUE
104 | MV_477_0_line_104 |  | 101 | 188 | 0.015971 | 0.445 | 0.132 | 190 | 0 | 0.22 | 1 | 1 | cs | TRUE
105 | MV_477_0_line_105 |  | 101 | 113 | 0.033796 | 0.445 | 0.132 | 190 | 0 | 0.22 | 1 | 1 | cs | TRUE
106 | MV_477_0_line_106 |  | 103 | 104 | 0.005377 | 0.103 | 0.058 | 500 | 0 | 0.638 | 1 | 1 | cs | TRUE
107 | MV_477_0_line_107 |  | 103 | 105 | 0.014733 | 0.103 | 0.058 | 500 | 0 | 0.638 | 1 | 1 | cs | TRUE
108 | MV_477_0_line_108 |  | 104 | 106 | 0.76605 | 0.103 | 0.058 | 500 | 0 | 0.638 | 1 | 1 | cs | TRUE
109 | MV_477_0_line_109 |  | 105 | 107 | 0.26495 | 0.103 | 0.058 | 500 | 0 | 0.638 | 1 | 1 | cs | TRUE
110 | MV_477_0_line_110 |  | 106 | 108 | 1.4384 | 0.103 | 0.058 | 500 | 0 | 0.638 | 1 | 1 | cs | TRUE
111 | MV_477_0_line_111 |  | 106 | 109 | 0.077703 | 0.5939 | 0.372 | 9.5 | 0 | 0.21 | 1 | 1 | ol | TRUE
112 | MV_477_0_line_112 |  | 107 | 111 | 0.04814 | 0.103 | 0.058 | 500 | 0 | 0.638 | 1 | 1 | cs | TRUE
113 | MV_477_0_line_113 |  | 108 | 110 | 0.059861 | 0.103 | 0.058 | 500 | 0 | 0.638 | 1 | 1 | cs | TRUE
114 | MV_477_0_line_114 |  | 110 | 112 | 0.057189 | 0.103 | 0.058 | 500 | 0 | 0.638 | 1 | 1 | cs | TRUE
115 | MV_477_0_line_115 |  | 112 | 181 | 0.91535 | 0.061 | 0.056 | 608 | 0 | 0.842 | 1 | 1 | cs | TRUE
116 | MV_477_0_line_116 |  | 114 | 115 | 0.034734 | 0.061 | 0.056 | 608 | 0 | 0.842 | 1 | 1 | cs | TRUE
117 | MV_477_0_line_117 |  | 114 | 116 | 0.085089 | 0.1188 | 0.172 | 20.6 | 0 | 0.82 | 1 | 1 | ol | TRUE
118 | MV_477_0_line_118 |  | 115 | 117 | 0.097705 | 0.061 | 0.056 | 608 | 0 | 0.842 | 1 | 1 | cs | TRUE
119 | MV_477_0_line_119 |  | 115 | 118 | 0.20839 | 0.061 | 0.056 | 608 | 0 | 0.842 | 1 | 1 | cs | TRUE
120 | MV_477_0_line_120 |  | 116 | 120 | 0.022206 | 0.061 | 0.056 | 608 | 0 | 0.842 | 1 | 1 | cs | TRUE
121 | MV_477_0_line_121 |  | 117 | 123 | 0.004415 | 0.061 | 0.056 | 608 | 0 | 0.842 | 1 | 1 | cs | TRUE
122 | MV_477_0_line_122 |  | 117 | 124 | 0.02412 | 0.061 | 0.056 | 608 | 0 | 0.842 | 1 | 1 | cs | TRUE
123 | MV_477_0_line_123 |  | 118 | 125 | 0.010835 | 0.445 | 0.132 | 190 | 0 | 0.22 | 1 | 1 | cs | TRUE
124 | MV_477_0_line_124 |  | 118 | 126 | 0.5195 | 0.061 | 0.056 | 608 | 0 | 0.842 | 1 | 1 | cs | TRUE
125 | MV_477_0_line_125 |  | 119 | 120 | 0.048295 | 0.061 | 0.056 | 608 | 0 | 0.842 | 1 | 1 | cs | TRUE
126 | MV_477_0_line_126 |  | 119 | 121 | 0.015268 | 0.103 | 0.058 | 500 | 0 | 0.638 | 1 | 1 | cs | TRUE
127 | MV_477_0_line_127 |  | 119 | 122 | 0.29301 | 0.061 | 0.056 | 608 | 0 | 0.842 | 1 | 1 | cs | TRUE
128 | MV_477_0_line_128 |  | 122 | 153 | 0.021855 | 0.1188 | 0.172 | 20.6 | 0 | 0.82 | 1 | 1 | ol | TRUE
129 | MV_477_0_line_129 |  | 123 | 132 | 0.013907 | 0.103 | 0.058 | 500 | 0 | 0.638 | 1 | 1 | cs | TRUE
130 | MV_477_0_line_130 |  | 123 | 133 | 0.044715 | 0.1188 | 0.172 | 20.6 | 0 | 0.82 | 1 | 1 | ol | TRUE
131 | MV_477_0_line_131 |  | 124 | 134 | 0.021927 | 0.061 | 0.056 | 608 | 0 | 0.842 | 1 | 1 | cs | TRUE
132 | MV_477_0_line_132 |  | 126 | 127 | 0.010332 | 0.445 | 0.132 | 190 | 0 | 0.22 | 1 | 1 | cs | TRUE
133 | MV_477_0_line_133 |  | 126 | 128 | 0.8284 | 0.061 | 0.056 | 608 | 0 | 0.842 | 1 | 1 | cs | TRUE
134 | MV_477_0_line_134 |  | 126 | 129 | 0.83009 | 0.061 | 0.056 | 608 | 0 | 0.842 | 1 | 1 | cs | TRUE
135 | MV_477_0_line_135 |  | 128 | 131 | 0.060348 | 0.1188 | 0.172 | 20.6 | 0 | 0.82 | 1 | 1 | ol | TRUE
136 | MV_477_0_line_136 |  | 129 | 130 | 0.02372 | 0.061 | 0.056 | 608 | 0 | 0.842 | 1 | 1 | cs | TRUE
137 | MV_477_0_line_137 |  | 130 | 135 | 0.39655 | 0.1188 | 0.172 | 20.6 | 0 | 0.82 | 1 | 1 | ol | TRUE
138 | MV_477_0_line_138 |  | 133 | 165 | 0.021178 | 0.103 | 0.058 | 500 | 0 | 0.638 | 1 | 1 | cs | TRUE
139 | MV_477_0_line_139 |  | 134 | 137 | 0.005555 | 0.061 | 0.056 | 608 | 0 | 0.842 | 1 | 1 | cs | TRUE
140 | MV_477_0_line_140 |  | 135 | 173 | 0.050667 | 0.061 | 0.056 | 608 | 0 | 0.842 | 1 | 1 | cs | TRUE
141 | MV_477_0_line_141 |  | 136 | 137 | 0.041163 | 0.061 | 0.056 | 608 | 0 | 0.842 | 1 | 1 | cs | TRUE
142 | MV_477_0_line_142 |  | 136 | 138 | 0.042343 | 0.1188 | 0.172 | 20.6 | 0 | 0.82 | 1 | 1 | ol | TRUE
143 | MV_477_0_line_143 |  | 138 | 139 | 0.014153 | 0.103 | 0.058 | 500 | 0 | 0.638 | 1 | 1 | cs | TRUE
144 | MV_477_0_line_144 |  | 139 | 140 | 0.041233 | 0.119 | 0.32 | 11 | 0 | 0.645 | 1 | 1 | ol | TRUE
145 | MV_477_0_line_145 |  | 140 | 141 | 0.027357 | 0.445 | 0.132 | 190 | 0 | 0.22 | 1 | 1 | cs | TRUE
146 | MV_477_0_line_146 |  | 141 | 142 | 0.034565 | 0.5939 | 0.372 | 9.5 | 0 | 0.21 | 1 | 1 | ol | TRUE
147 | MV_477_0_line_147 |  | 142 | 143 | 0.090343 | 0.5939 | 0.372 | 9.5 | 0 | 0.21 | 1 | 1 | ol | TRUE
148 | MV_477_0_line_148 |  | 144 | 145 | 0.078013 | 0.1188 | 0.172 | 20.6 | 0 | 0.82 | 1 | 1 | ol | TRUE
149 | MV_477_0_line_149 |  | 145 | 146 | 0.024787 | 0.103 | 0.058 | 500 | 0 | 0.638 | 1 | 1 | cs | TRUE
150 | MV_477_0_line_150 |  | 145 | 147 | 0.3621 | 0.061 | 0.056 | 608 | 0 | 0.842 | 1 | 1 | cs | TRUE
151 | MV_477_0_line_151 |  | 146 | 148 | 0.045258 | 0.103 | 0.058 | 500 | 0 | 0.638 | 1 | 1 | cs | TRUE
152 | MV_477_0_line_152 |  | 146 | 149 | 0.064935 | 0.103 | 0.058 | 500 | 0 | 0.638 | 1 | 1 | cs | TRUE
153 | MV_477_0_line_153 |  | 147 | 150 | 0.46237 | 0.061 | 0.056 | 608 | 0 | 0.842 | 1 | 1 | cs | TRUE
154 | MV_477_0_line_154 |  | 147 | 151 | 0.020632 | 0.061 | 0.056 | 608 | 0 | 0.842 | 1 | 1 | cs | TRUE
155 | MV_477_0_line_155 |  | 149 | 154 | 0.026155 | 0.445 | 0.132 | 190 | 0 | 0.22 | 1 | 1 | cs | TRUE
156 | MV_477_0_line_156 |  | 150 | 152 | 0.12482 | 0.061 | 0.056 | 608 | 0 | 0.842 | 1 | 1 | cs | TRUE
157 | MV_477_0_line_157 |  | 150 | 153 | 0.018323 | 0.061 | 0.056 | 608 | 0 | 0.842 | 1 | 1 | cs | TRUE
158 | MV_477_0_line_158 |  | 151 | 155 | 0.027005 | 0.061 | 0.056 | 608 | 0 | 0.842 | 1 | 1 | cs | TRUE
159 | MV_477_0_line_159 |  | 152 | 156 | 0.029797 | 0.1188 | 0.172 | 20.6 | 0 | 0.82 | 1 | 1 | ol | TRUE
160 | MV_477_0_line_160 |  | 153 | 157 | 0.26459 | 0.1188 | 0.172 | 20.6 | 0 | 0.82 | 1 | 1 | ol | TRUE
161 | MV_477_0_line_161 |  | 155 | 167 | 0.14745 | 0.061 | 0.056 | 608 | 0 | 0.842 | 1 | 1 | cs | TRUE
162 | MV_477_0_line_162 |  | 155 | 168 | 0.55408 | 0.103 | 0.058 | 500 | 0 | 0.638 | 1 | 1 | cs | TRUE
163 | MV_477_0_line_163 |  | 157 | 159 | 0.056183 | 0.1188 | 0.172 | 20.6 | 0 | 0.82 | 1 | 1 | ol | TRUE
164 | MV_477_0_line_164 |  | 158 | 161 | 0.058057 | 0.103 | 0.058 | 500 | 0 | 0.638 | 1 | 1 | cs | TRUE
165 | MV_477_0_line_165 |  | 159 | 160 | 0.36627 | 0.061 | 0.056 | 608 | 0 | 0.842 | 1 | 1 | cs | TRUE
166 | MV_477_0_line_166 |  | 159 | 161 | 0.20422 | 0.1188 | 0.172 | 20.6 | 0 | 0.82 | 1 | 1 | ol | TRUE
167 | MV_477_0_line_167 |  | 160 | 162 | 0.008272 | 0.061 | 0.056 | 608 | 0 | 0.842 | 1 | 1 | cs | TRUE
168 | MV_477_0_line_168 |  | 162 | 163 | 0.25404 | 0.1188 | 0.172 | 20.6 | 0 | 0.82 | 1 | 1 | ol | TRUE
169 | MV_477_0_line_169 |  | 163 | 164 | 0.028048 | 0.103 | 0.058 | 500 | 0 | 0.638 | 1 | 1 | cs | TRUE
170 | MV_477_0_line_170 |  | 164 | 179 | 0.24729 | 0.103 | 0.058 | 500 | 0 | 0.638 | 1 | 1 | cs | TRUE
171 | MV_477_0_line_171 |  | 165 | 166 | 0.025969 | 0.103 | 0.058 | 500 | 0 | 0.638 | 1 | 1 | cs | TRUE
172 | MV_477_0_line_172 |  | 167 | 169 | 0.75968 | 0.061 | 0.056 | 608 | 0 | 0.842 | 1 | 1 | cs | TRUE
173 | MV_477_0_line_173 |  | 167 | 170 | 0.071141 | 0.1188 | 0.172 | 20.6 | 0 | 0.82 | 1 | 1 | ol | TRUE
174 | MV_477_0_line_174 |  | 168 | 171 | 0.065207 | 0.103 | 0.058 | 500 | 0 | 0.638 | 1 | 1 | cs | TRUE
175 | MV_477_0_line_175 |  | 169 | 172 | 0.034739 | 0.061 | 0.056 | 608 | 0 | 0.842 | 1 | 1 | cs | TRUE
176 | MV_477_0_line_176 |  | 172 | 174 | 0.19514 | 0.1188 | 0.172 | 20.6 | 0 | 0.82 | 1 | 1 | ol | TRUE
177 | MV_477_0_line_177 |  | 173 | 183 | 0.37383 | 0.1188 | 0.172 | 20.6 | 0 | 0.82 | 1 | 1 | ol | TRUE
178 | MV_477_0_line_178 |  | 174 | 186 | 0.099266 | 0.103 | 0.058 | 500 | 0 | 0.638 | 1 | 1 | cs | TRUE
179 | MV_477_0_line_179 |  | 174 | 187 | 0.037998 | 0.103 | 0.058 | 500 | 0 | 0.638 | 1 | 1 | cs | TRUE
180 | MV_477_0_line_180 |  | 175 | 176 | 0.056641 | 0.103 | 0.058 | 500 | 0 | 0.638 | 1 | 1 | cs | TRUE
181 | MV_477_0_line_181 |  | 176 | 177 | 0.17482 | 0.103 | 0.058 | 500 | 0 | 0.638 | 1 | 1 | cs | TRUE
182 | MV_477_0_line_182 |  | 177 | 178 | 0.002543 | 0.445 | 0.132 | 190 | 0 | 0.22 | 1 | 1 | cs | TRUE
183 | MV_477_0_line_183 |  | 177 | 179 | 0.018448 | 0.103 | 0.058 | 500 | 0 | 0.638 | 1 | 1 | cs | TRUE
184 | MV_477_0_line_184 |  | 179 | 180 | 0.031472 | 0.103 | 0.058 | 500 | 0 | 0.638 | 1 | 1 | cs | TRUE
185 | MV_477_0_line_185 |  | 181 | 185 | 0.090354 | 0.445 | 0.132 | 190 | 0 | 0.22 | 1 | 1 | cs | TRUE
186 | MV_477_0_line_186 |  | 181 | 182 | 0.65577 | 0.061 | 0.056 | 608 | 0 | 0.842 | 1 | 1 | cs | TRUE
187 | MV_477_0_line_187 |  | 182 | 183 | 0.40526 | 0.061 | 0.056 | 608 | 0 | 0.842 | 1 | 1 | cs | TRUE
188 | MV_477_0_line_188 |  | 183 | 184 | 0.054521 | 0.1188 | 0.172 | 20.6 | 0 | 0.82 | 1 | 1 | ol | TRUE
189 | MV_477_0_line_189 |  | 188 | 189 | 0.017656 | 0.445 | 0.132 | 190 | 0 | 0.22 | 1 | 1 | cs | TRUE

## trafo
| name | std_type | hv_bus | lv_bus | sn_mva | vn_hv_kv | vn_lv_kv | vk_percent | vkr_percent | pfe_kw | i0_percent | shift_degree | tap_side | tap_neutral | tap_min | tap_max | tap_step_percent | tap_step_degree | tap_pos | tap_phase_shifter | parallel | df | in_service
0 | MV_477_0_trafo_120 | 25 MVA 110/20 kV | 191 | 112 | 25 | 110 | 20 | 12 | 0.41 | 14 | 0.07 | 150 | hv | 0 | -9 | 9 | 1.5 | 0 | 0 | FALSE | 1 | 1 | TRUE

## bus_geodata
| x | y | coords
0 | 2558512.1226 | 1185063.1337
1 | 2560579.9564 | 1184999.068
2 | 2560464.6302 | 1183673.1406
3 | 2560598.4677 | 1185018.1117
4 | 2560452.445 | 1183662.5155
5 | 2560363.992 | 1183592.2527
6 | 2561950.1687 | 1182947.4782
7 | 2560210.5555 | 1183438.1339
8 | 2560158.9308 | 1183281.9719
9 | 2561948.0793 | 1182934.6846
10 | 2560143.5172 | 1183232.7594
11 | 2560116.9665 | 1183166.6455
12 | 2560135.0581 | 1183212.1159
13 | 2560015.406 | 1182938.5018
14 | 2559791.1529 | 1182886.4559
15 | 2559793.8429 | 1182863.0141
16 | 2559779.8524 | 1182936.2141
17 | 2559992.9784 | 1182909.3251
18 | 2559752.5177 | 1182974.3852
19 | 2559674.6953 | 1183063.4018
20 | 2559882.7737 | 1182725.5208
21 | 2559836.5995 | 1182627.0114
22 | 2564572.643 | 1182822.5368
23 | 2564404.8845 | 1182721.3799
24 | 2565690.3797 | 1184181.8142
25 | 2564109.8266 | 1182649.0838
26 | 2565720.9653 | 1184224.6728
27 | 2565272.3608 | 1185090.6682
28 | 2565687.5102 | 1185000.1101
29 | 2565209.2341 | 1185128.0554
30 | 2564787.6003 | 1181725.3631
31 | 2564055.9376 | 1182599.4035
32 | 2564873.2651 | 1181673.7985
33 | 2563036.882 | 1180701.7668
34 | 2564751.2249 | 1185235.3196
35 | 2564758.9567 | 1185265.201
36 | 2564867.3484 | 1181662.3383
37 | 2562978.5356 | 1180651.8903
38 | 2565803.2667 | 1184352.8023
39 | 2565896.9334 | 1185019.1099
40 | 2566161.6316 | 1185243.8576
41 | 2565802.2641 | 1185028.0003
42 | 2565313.7863 | 1182024.0112
43 | 2565510.5028 | 1181928.0666
44 | 2566164.0004 | 1185244.3777
45 | 2566234.4765 | 1185245.3128
46 | 2565044.3143 | 1185222.6018
47 | 2565056.7394 | 1185212.2792
48 | 2564963.9953 | 1185258.5248
49 | 2564777.895 | 1185320.252
50 | 2564419.679 | 1185669.1165
51 | 2564759.0782 | 1185314.2487
52 | 2564416.5489 | 1185672.7482
53 | 2564735.7495 | 1185293.7532
54 | 2564354.0265 | 1185764.7034
55 | 2566456.2012 | 1185312.2437
56 | 2566481.4195 | 1185280.2629
57 | 2567365.7753 | 1186443.94
58 | 2566669.1192 | 1187910.5926
59 | 2567351.6707 | 1186478.0575
60 | 2567852.569 | 1186591.2892
61 | 2567842.9438 | 1186582.0917
62 | 2567610.9052 | 1186356.2478
63 | 2567645.8082 | 1186342.618
64 | 2563784.3151 | 1186740.5859
65 | 2563742.3124 | 1186906.2851
66 | 2563783.1447 | 1186762.7271
67 | 2563720.2041 | 1186875.95
68 | 2563676.7985 | 1187325.2858
69 | 2563629.0568 | 1187286.6111
70 | 2560208.6538 | 1189879.4234
71 | 2560214.0793 | 1189869.6597
72 | 2560007.3541 | 1190183.2114
73 | 2560036.0648 | 1189710.7621
74 | 2562849.943 | 1188524.6508
75 | 2560860.7611 | 1191162.6225
76 | 2560862.8482 | 1191164.6433
77 | 2562864.0793 | 1188515.0449
78 | 2562868.7817 | 1188554.2844
79 | 2560010.2122 | 1189767.6216
80 | 2561647.2442 | 1187191.9012
81 | 2561565.451 | 1187055.6202
82 | 2561926.6384 | 1184870.7783
83 | 2561926.6561 | 1184874.7469
84 | 2561286.4213 | 1191449.5142
85 | 2561286.2236 | 1191406.1252
86 | 2561279.5914 | 1191313.4177
87 | 2561243.9876 | 1191305.2443
88 | 2561227.4417 | 1191301.4497
89 | 2563646.5097 | 1186879.0162
90 | 2563663.45 | 1186883.2297
91 | 2563641.8265 | 1186896.747
92 | 2563631.4497 | 1186873.7787
93 | 2563664.0044 | 1186869.3957
94 | 2563626.9417 | 1186872.1676
95 | 2563612.0534 | 1186866.3669
96 | 2563583.0667 | 1186852.3361
97 | 2563574.7317 | 1186826.5825
98 | 2563665.2649 | 1186837.9389
99 | 2563067.8122 | 1188350.2721
100 | 2563655.6955 | 1186813.9614
101 | 2563698.6975 | 1186829.0641
102 | 2562870.4991 | 1188510.6825
103 | 2563485.5117 | 1186587.5007
104 | 2563482.0681 | 1186583.364
105 | 2563494.9582 | 1186598.8268
106 | 2562997.6253 | 1186215.4256
107 | 2563622.1676 | 1186751.9995
108 | 2562657.2155 | 1185958.1392
109 | 2562919.943 | 1186217.2305
110 | 2562610.4782 | 1185920.578
111 | 2563641.8989 | 1186793.5633
112 | 2562565.8264 | 1185884.6939
113 | 2563711.3463 | 1186860.3312
114 | 2561935.5278 | 1185640.3342
115 | 2561928.9181 | 1185673.672
116 | 2561943.1572 | 1185555.588
117 | 2561848.6217 | 1185668.726
118 | 2561974.4789 | 1185777.1485
119 | 2561904.3221 | 1185518.0564
120 | 2561928.0252 | 1185539.6057
121 | 2561893.3717 | 1185507.3872
122 | 2561770.7038 | 1185368.9743
123 | 2561850.1137 | 1185664.5698
124 | 2561840.4817 | 1185691.4313
125 | 2561984.8702 | 1185776.8044
126 | 2561901.9609 | 1186058.1947
127 | 2561910.9068 | 1186063.4071
128 | 2561354.8693 | 1185973.1072
129 | 2561735.9453 | 1186237.641
130 | 2561757.4367 | 1186247.8089
131 | 2561354.4662 | 1186033.4534
132 | 2561836.407 | 1185662.0004
133 | 2561866.048 | 1185622.7901
134 | 2561833.0793 | 1185712.0707
135 | 2561984.6273 | 1186572.8225
136 | 2561817.6747 | 1185750.6788
137 | 2561827.668 | 1185710.749
138 | 2561776.9326 | 1185739.1441
139 | 2561763.152 | 1185735.9204
140 | 2561772.544 | 1185695.7712
141 | 2561746.0787 | 1185688.5589
142 | 2561715.3681 | 1185704.4207
143 | 2561626.0463 | 1185717.9667
144 | 2561580.2722 | 1185370.0074
145 | 2561522.6507 | 1185317.4166
146 | 2561537.7951 | 1185297.7641
147 | 2561447.6207 | 1185595.8831
148 | 2561565.4426 | 1185261.8781
149 | 2561485.8344 | 1185262.78
150 | 2561751.8816 | 1185404.2915
151 | 2561427.5675 | 1185591.4434
152 | 2561697.5626 | 1185516.4774
153 | 2561762.0943 | 1185389.0624
154 | 2561466.8069 | 1185244.7819
155 | 2561404.1585 | 1185577.8651
156 | 2561686.4914 | 1185544.141
157 | 2561941.4244 | 1185194.5131
158 | 2561984.621 | 1184911.6643
159 | 2561924.2248 | 1185141.0273
160 | 2562129.5762 | 1185243.4772
161 | 2562017.6333 | 1184959.4216
162 | 2562135.6305 | 1185237.8247
163 | 2562335.8885 | 1185394.1316
164 | 2562362.8241 | 1185398.3975
165 | 2561873.2085 | 1185602.8559
166 | 2561848.989 | 1185593.5862
167 | 2561282.4719 | 1185511.1165
168 | 2561013.4115 | 1185611.6312
169 | 2561183.8554 | 1185118.401
170 | 2561313.9578 | 1185447.3228
171 | 2561040.7578 | 1185552.5099
172 | 2561215.3783 | 1185103.6106
173 | 2562033.6216 | 1186585.7339
174 | 2561377.4028 | 1184994.8584
175 | 2562585.6769 | 1185359.8869
176 | 2562542.2448 | 1185323.5299
177 | 2562487.2993 | 1185435.6458
178 | 2562489.0659 | 1185433.8115
179 | 2562500.7795 | 1185448.279
180 | 2562524.9275 | 1185466.8486
181 | 2562157.1272 | 1185815.565
182 | 2561934.0756 | 1186076.9001
183 | 2562273.0189 | 1186298.6135
184 | 2562316.3168 | 1186331.7469
185 | 2562247.0495 | 1185823.7894
186 | 2561310.7516 | 1184921.2959
187 | 2561407.6867 | 1184997.2127
188 | 2563693.9518 | 1186813.8144
189 | 2563688.7053 | 1186796.9556
190 | 2560918.5564 | 1191229.5581
191 | 2562565.8264 | 1185884.6939

## line_std_types
| c_nf_per_km | r_ohm_per_km | x_ohm_per_km | max_i_ka | type | q_mm2 | alpha | voltage_rating
NAYY 4x50 SE | 210 | 0.642 | 0.083 | 0.142 | cs | 50 | 0.00403 | LV
NAYY 4x120 SE | 264 | 0.225 | 0.08 | 0.242 | cs | 120 | 0.00403 | LV
NAYY 4x150 SE | 261 | 0.208 | 0.08 | 0.27 | cs | 150 | 0.00403 | LV
NA2XS2Y 1x95 RM/25 12/20 kV | 216 | 0.313 | 0.132 | 0.252 | cs | 95 | 0.00403 | MV
NA2XS2Y 1x185 RM/25 12/20 kV | 273 | 0.161 | 0.117 | 0.362 | cs | 185 | 0.00403 | MV
NA2XS2Y 1x240 RM/25 12/20 kV | 304 | 0.122 | 0.112 | 0.421 | cs | 240 | 0.00403 | MV
NA2XS2Y 1x95 RM/25 6/10 kV | 315 | 0.313 | 0.123 | 0.249 | cs | 95 | 0.00403 | MV
NA2XS2Y 1x185 RM/25 6/10 kV | 406 | 0.161 | 0.11 | 0.358 | cs | 185 | 0.00403 | MV
NA2XS2Y 1x240 RM/25 6/10 kV | 456 | 0.122 | 0.105 | 0.416 | cs | 240 | 0.00403 | MV
NA2XS2Y 1x150 RM/25 12/20 kV | 250 | 0.206 | 0.116 | 0.319 | cs | 150 | 0.00403 | MV
NA2XS2Y 1x120 RM/25 12/20 kV | 230 | 0.253 | 0.119 | 0.283 | cs | 120 | 0.00403 | MV
NA2XS2Y 1x70 RM/25 12/20 kV | 190 | 0.443 | 0.132 | 0.22 | cs | 70 | 0.00403 | MV
NA2XS2Y 1x150 RM/25 6/10 kV | 360 | 0.206 | 0.11 | 0.315 | cs | 150 | 0.00403 | MV
NA2XS2Y 1x120 RM/25 6/10 kV | 340 | 0.253 | 0.113 | 0.28 | cs | 120 | 0.00403 | MV
NA2XS2Y 1x70 RM/25 6/10 kV | 280 | 0.443 | 0.123 | 0.217 | cs | 70 | 0.00403 | MV
N2XS(FL)2Y 1x120 RM/35 64/110 kV | 112 | 0.153 | 0.166 | 0.366 | cs | 120 | 0.00393 | HV
N2XS(FL)2Y 1x185 RM/35 64/110 kV | 125 | 0.099 | 0.156 | 0.457 | cs | 185 | 0.00393 | HV
N2XS(FL)2Y 1x240 RM/35 64/110 kV | 135 | 0.075 | 0.149 | 0.526 | cs | 240 | 0.00393 | HV
N2XS(FL)2Y 1x300 RM/35 64/110 kV | 144 | 0.06 | 0.144 | 0.588 | cs | 300 | 0.00393 | HV
15-AL1/3-ST1A 0.4 | 11 | 1.8769 | 0.35 | 0.105 | ol | 16 | 0.00403 | LV
24-AL1/4-ST1A 0.4 | 11.25 | 1.2012 | 0.335 | 0.14 | ol | 24 | 0.00403 | LV
48-AL1/8-ST1A 0.4 | 12.2 | 0.5939 | 0.3 | 0.21 | ol | 48 | 0.00403 | LV
94-AL1/15-ST1A 0.4 | 13.2 | 0.306 | 0.29 | 0.35 | ol | 94 | 0.00403 | LV
34-AL1/6-ST1A 10.0 | 9.7 | 0.8342 | 0.36 | 0.17 | ol | 34 | 0.00403 | MV
48-AL1/8-ST1A 10.0 | 10.1 | 0.5939 | 0.35 | 0.21 | ol | 48 | 0.00403 | MV
70-AL1/11-ST1A 10.0 | 10.4 | 0.4132 | 0.339 | 0.29 | ol | 70 | 0.00403 | MV
94-AL1/15-ST1A 10.0 | 10.75 | 0.306 | 0.33 | 0.35 | ol | 94 | 0.00403 | MV
122-AL1/20-ST1A 10.0 | 11.1 | 0.2376 | 0.323 | 0.41 | ol | 122 | 0.00403 | MV
149-AL1/24-ST1A 10.0 | 11.25 | 0.194 | 0.315 | 0.47 | ol | 149 | 0.00403 | MV
34-AL1/6-ST1A 20.0 | 9.15 | 0.8342 | 0.382 | 0.17 | ol | 34 | 0.00403 | MV
48-AL1/8-ST1A 20.0 | 9.5 | 0.5939 | 0.372 | 0.21 | ol | 48 | 0.00403 | MV
70-AL1/11-ST1A 20.0 | 9.7 | 0.4132 | 0.36 | 0.29 | ol | 70 | 0.00403 | MV
94-AL1/15-ST1A 20.0 | 10 | 0.306 | 0.35 | 0.35 | ol | 94 | 0.00403 | MV
122-AL1/20-ST1A 20.0 | 10.3 | 0.2376 | 0.344 | 0.41 | ol | 122 | 0.00403 | MV
149-AL1/24-ST1A 20.0 | 10.5 | 0.194 | 0.337 | 0.47 | ol | 149 | 0.00403 | MV
184-AL1/30-ST1A 20.0 | 10.75 | 0.1571 | 0.33 | 0.535 | ol | 184 | 0.00403 | MV
243-AL1/39-ST1A 20.0 | 11 | 0.1188 | 0.32 | 0.645 | ol | 243 | 0.00403 | MV
48-AL1/8-ST1A 110.0 | 8 | 0.5939 | 0.46 | 0.21 | ol | 48 | 0.00403 | HV
70-AL1/11-ST1A 110.0 | 8.4 | 0.4132 | 0.45 | 0.29 | ol | 70 | 0.00403 | HV
94-AL1/15-ST1A 110.0 | 8.65 | 0.306 | 0.44 | 0.35 | ol | 94 | 0.00403 | HV
122-AL1/20-ST1A 110.0 | 8.5 | 0.2376 | 0.43 | 0.41 | ol | 122 | 0.00403 | HV
149-AL1/24-ST1A 110.0 | 8.75 | 0.194 | 0.41 | 0.47 | ol | 149 | 0.00403 | HV
184-AL1/30-ST1A 110.0 | 8.8 | 0.1571 | 0.4 | 0.535 | ol | 184 | 0.00403 | HV
243-AL1/39-ST1A 110.0 | 9 | 0.1188 | 0.39 | 0.645 | ol | 243 | 0.00403 | HV
305-AL1/39-ST1A 110.0 | 9.2 | 0.0949 | 0.38 | 0.74 | ol | 305 | 0.00403 | HV
490-AL1/64-ST1A 110.0 | 9.75 | 0.059 | 0.37 | 0.96 | ol | 490 | 0.00403 | HV
679-AL1/86-ST1A 110.0 | 9.95 | 0.042 | 0.36 | 1.15 | ol | 679 | 0.00403 | HV
490-AL1/64-ST1A 220.0 | 10 | 0.059 | 0.285 | 0.96 | ol | 490 | 0.00403 | HV
679-AL1/86-ST1A 220.0 | 11.7 | 0.042 | 0.275 | 1.15 | ol | 679 | 0.00403 | HV
490-AL1/64-ST1A 380.0 | 11 | 0.059 | 0.253 | 0.96 | ol | 490 | 0.00403 | HV
679-AL1/86-ST1A 380.0 | 14.6 | 0.042 | 0.25 | 1.15 | ol | 679 | 0.00403 | HV

## trafo_std_types
| i0_percent | pfe_kw | vkr_percent | sn_mva | vn_lv_kv | vn_hv_kv | vk_percent | shift_degree | vector_group | tap_side | tap_neutral | tap_min | tap_max | tap_step_degree | tap_step_percent | tap_phase_shifter
160 MVA 380/110 kV | 0.06 | 60 | 0.25 | 160 | 110 | 380 | 12.2 | 0 | Yy0 | hv | 0 | -9 | 9 | 0 | 1.5 | FALSE
100 MVA 220/110 kV | 0.06 | 55 | 0.26 | 100 | 110 | 220 | 12 | 0 | Yy0 | hv | 0 | -9 | 9 | 0 | 1.5 | FALSE
63 MVA 110/20 kV | 0.04 | 22 | 0.32 | 63 | 20 | 110 | 18 | 150 | YNd5 | hv | 0 | -9 | 9 | 0 | 1.5 | FALSE
40 MVA 110/20 kV | 0.05 | 18 | 0.34 | 40 | 20 | 110 | 16.2 | 150 | YNd5 | hv | 0 | -9 | 9 | 0 | 1.5 | FALSE
25 MVA 110/20 kV | 0.07 | 14 | 0.41 | 25 | 20 | 110 | 12 | 150 | YNd5 | hv | 0 | -9 | 9 | 0 | 1.5 | FALSE
63 MVA 110/10 kV | 0.04 | 22 | 0.32 | 63 | 10 | 110 | 18 | 150 | YNd5 | hv | 0 | -9 | 9 | 0 | 1.5 | FALSE
40 MVA 110/10 kV | 0.05 | 18 | 0.34 | 40 | 10 | 110 | 16.2 | 150 | YNd5 | hv | 0 | -9 | 9 | 0 | 1.5 | FALSE
25 MVA 110/10 kV | 0.07 | 14 | 0.41 | 25 | 10 | 110 | 12 | 150 | YNd5 | hv | 0 | -9 | 9 | 0 | 1.5 | FALSE
0.25 MVA 20/0.4 kV | 0.32 | 0.8 | 1.44 | 0.25 | 0.4 | 20 | 6 | 150 | Yzn5 | hv | 0 | -2 | 2 | 0 | 2.5 | FALSE
0.4 MVA 20/0.4 kV | 0.3375 | 1.35 | 1.425 | 0.4 | 0.4 | 20 | 6 | 150 | Dyn5 | hv | 0 | -2 | 2 | 0 | 2.5 | FALSE
0.63 MVA 20/0.4 kV | 0.2619 | 1.65 | 1.206 | 0.63 | 0.4 | 20 | 6 | 150 | Dyn5 | hv | 0 | -2 | 2 | 0 | 2.5 | FALSE
0.25 MVA 10/0.4 kV | 0.24 | 0.6 | 1.2 | 0.25 | 0.4 | 10 | 4 | 150 | Dyn5 | hv | 0 | -2 | 2 | 0 | 2.5 | FALSE
0.4 MVA 10/0.4 kV | 0.2375 | 0.95 | 1.325 | 0.4 | 0.4 | 10 | 4 | 150 | Dyn5 | hv | 0 | -2 | 2 | 0 | 2.5 | FALSE
0.63 MVA 10/0.4 kV | 0.1873 | 1.18 | 1.0794 | 0.63 | 0.4 | 10 | 4 | 150 | Dyn5 | hv | 0 | -2 | 2 | 0 | 2.5 | FALSE

## trafo3w_std_types
| sn_hv_mva | sn_mv_mva | sn_lv_mva | vn_hv_kv | vn_mv_kv | vn_lv_kv | vk_hv_percent | vk_mv_percent | vk_lv_percent | vkr_hv_percent | vkr_mv_percent | vkr_lv_percent | pfe_kw | i0_percent | shift_mv_degree | shift_lv_degree | vector_group | tap_side | tap_neutral | tap_min | tap_max | tap_step_percent
63/25/38 MVA 110/20/10 kV | 63 | 25 | 38 | 110 | 20 | 10 | 10.4 | 10.4 | 10.4 | 0.28 | 0.32 | 0.35 | 35 | 0.89 | 0 | 0 | YN0yn0yn0 | hv | 0 | -10 | 10 | 1.2
63/25/38 MVA 110/10/10 kV | 63 | 25 | 38 | 110 | 10 | 10 | 10.4 | 10.4 | 10.4 | 0.28 | 0.32 | 0.35 | 35 | 0.89 | 0 | 0 | YN0yn0yn0 | hv | 0 | -10 | 10 | 1.2

## fuse_std_types
| fuse_type | i_rated_a | t_avg | t_min | t_total | x_avg | x_min | x_total
HV 100A | HV 100A | 100 | 0 | [10.0, 3.64, 0.854, 0.281, 0.1, 0.0531, 0.022, 0.01] | [10.0, 4.267, 1.21, 0.403, 0.1, 0.058, 0.022, 0.01] | 0 | [300.0, 350.0, 450.0, 550.0, 700.0, 850.0, 1200.0, 1752.0] | [600.0, 700.0, 900.0, 1150.0, 1665.0, 2000.0, 3000.0, 4313.0]
HV 10A | HV 10A | 10 | 0 | [10.0, 1675.0, 0.344, 0.156, 0.1, 0.0417, 0.0171, 0.01] | [10.0, 1.3, 0.3, 0.155, 0.1, 0.0555, 0.023, 0.01] | 0 | [30.0, 32.0, 35.0, 37.0, 39.0, 50.0, 70.0, 88.0] | [60.0, 70.0, 80.0, 87.0, 94.0, 110.0, 150.0, 216.0]
HV 125A | HV 125A | 125 | 0 | [10.0, 1.82, 0.344, 0.1, 0.0467, 0.0269, 0.01] | [10.0, 2.478, 0.426, 0.1, 0.0427, 0.0211, 0.01] | 0 | [375.0, 500.0, 700.0, 925.0, 1200.0, 1500.0, 2341.0] | [750.0, 1000.0, 1500.0, 2200.0, 3000.0, 4000.0, 5765.0]
HV 160A | HV 160A | 160 | 0 | [10.0, 4.15, 1.03, 0.198, 0.1, 0.051, 0.0172, 0.01] | [10.0, 2.3, 0.734, 0.274, 0.1, 0.046, 0.0177, 0.01] | 0 | [480.0, 550.0, 700.0, 1000.0, 1260.0, 1600.0, 2500.0, 3227.0] | [960.0, 1300.0, 1700.0, 2200.0, 2996.0, 4000.0, 6000.0, 7946.0]
HV 16A | HV 16A | 16 | 0 | [10.0, 0.352, 0.164, 0.1, 0.0649, 0.0342, 0.01] | [10.0, 2.34, 0.722, 0.181, 0.1, 0.055, 0.0296, 0.01] | 0 | [48.0, 60.0, 65.0, 71.0, 80.0, 100.0, 162.0] | [96.0, 110.0, 125.0, 150.0, 168.0, 200.0, 250.0, 398.0]
HV 200A | HV 200A | 200 | 0 | [10.0, 4.267, 1.21, 0.403, 0.1, 0.058, 0.022, 0.01] | [10.0, 3.73, 1.654, 0.328, 0.1, 0.0531, 0.019, 0.01] | 0 | [600.0, 700.0, 900.0, 1150.0, 1665.0, 2000.0, 3000.0, 4313.0] | [1200.0, 1500.0, 1800.0, 2700.0, 3960.0, 5000.0, 7500.0, 10620.0]
HV 20A | HV 20A | 20 | 0 | [10.0, 1.3, 0.3, 0.155, 0.1, 0.0555, 0.023, 0.01] | [10.0, 1.3, 0.161, 0.1, 0.0611, 0.0399, 0.0141, 0.01] | 0 | [60.0, 70.0, 80.0, 87.0, 94.0, 110.0, 150.0, 216.0] | [120.0, 150.0, 200.0, 223.0, 260.0, 300.0, 450.0, 532.0]
HV 25A | HV 25A | 25 | 0 | [10.0, 2.512, 0.833, 0.299, 0.1, 0.0372, 0.0223, 0.01] | [10.0, 3.125, 0.597, 0.198, 0.1, 0.0378, 0.022, 0.01] | 0 | [75.0, 82.0, 90.0, 100.0, 124.0, 170.0, 200.0, 289.0] | [150.0, 170.0, 210.0, 250.0, 294.0, 400.0, 500.0, 711.0]
HV 31.5A | HV 31.5A | 31.5 | 0 | [10.0, 2.34, 0.722, 0.181, 0.1, 0.055, 0.0296, 0.01] | [10.0, 2.84, 0.368, 0.164, 0.1, 0.0621, 0.0378, 0.0195, 0.01] | 0 | [95.0, 110.0, 125.0, 150.0, 165.0, 200.0, 250.0, 390.0] | [189.0, 220.0, 300.0, 350.0, 393.0, 450.0, 530.0, 700.0, 960.0]
HV 40A | HV 40A | 40 | 0 | [10.0, 1.3, 0.161, 0.1, 0.0611, 0.0399, 0.0141, 0.01] | [10.0, 2.05, 0.369, 0.198, 0.1, 0.051, 0.0298, 0.01] | 0 | [120.0, 150.0, 200.0, 223.0, 260.0, 300.0, 450.0, 532.0] | [240.0, 300.0, 400.0, 450.0, 530.0, 650.0, 800.0, 1311.0]
HV 50A | HV 50A | 50 | 0 | [10.0, 3.215, 0.597, 0.198, 0.1, 0.0378, 0.022, 0.01] | [10.0, 3.64, 0.854, 0.281, 0.1, 0.0531, 0.022, 0.01] | 0 | [150.0, 170.0, 210.0, 250.0, 294.0, 400.0, 500.0, 711.0] | [300.0, 350.0, 450.0, 550.0, 700.0, 850.0, 1200.0, 1752.0]
HV 6.3A | HV 6.3A | 6.3 | 0 | [10.0, 1.39, 0.344, 0.168, 0.1, 0.056, 0.0263, 0.01] | [10.0, 1.711, 0.516, 0.198, 0.1, 0.0634, 0.0303, 0.01] | 0 | [19.0, 19.5, 20.4, 20.8, 22.0, 25.0, 32.0, 48.0] | [38.0, 40.0, 43.0, 48.0, 53.0, 60.0, 75.0, 118.0]
HV 63A | HV 63A | 63 | 0 | [10.0, 2.84, 0.368, 0.164, 0.1, 0.0621, 0.0378, 0.0195, 0.01] | [10.0, 1.82, 0.344, 0.1, 0.0467, 0.0269, 0.01] | 0 | [189.0, 220.0, 300.0, 350.0, 393.0, 450.0, 530.0, 700.0, 961.0] | [378.0, 500.0, 700.0, 934.0, 1200.0, 1500.0, 2366.0]
HV 80A | HV 80A | 80 | 0 | [10.0, 2.05, 0.369, 0.198, 0.1, 0.051, 0.0298, 0.01] | [10.0, 4.15, 1.03, 0.198, 0.1, 0.051, 0.0172, 0.01] | 0 | [240.0, 300.0, 400.0, 450.0, 530.0, 650.0, 800.0, 1311.0] | [480.0, 550.0, 700.0, 1000.0, 1260.0, 1600.0, 2500.0, 3227.0]
Siemens NH-1-100 | Siemens NH-1-100 | 100 | [5400.0, 2000.0, 400.0, 20.0, 1.0, 0.2, 0.012, 0.004] | 0 | 0 | [150.0, 190.0, 250.0, 430.0, 900.0, 1250.0, 2700.0, 3600.0] | 0 | 0
Siemens NH-1-125 | Siemens NH-1-125 | 125 | [4800.0, 120.0, 7.0, 0.1, 0.004] | 0 | 0 | [180.0, 400.0, 740.0, 2000.0, 4250.0] | 0 | 0
Siemens NH-1-16 | Siemens NH-1-16 | 16 | [4000.0, 400.0, 2.0, 0.1, 0.04, 0.01] | 0 | 0 | [26.0, 35.0, 75.0, 150.0, 200.0, 300.0] | 0 | 0
Siemens NH-1-160 | Siemens NH-1-160 | 160 | [4800.0, 120.0, 7.0, 0.1, 0.004] | 0 | 0 | [210.0, 500.0, 900.0, 2300.0, 5000.0] | 0 | 0
Siemens NH-1-25 | Siemens NH-1-25 | 25 | [4000.0, 1000.0, 10.0, 0.2, 0.02, 0.01] | 0 | 0 | [40.0, 50.0, 100.0, 210.0, 400.0, 500.0] | 0 | 0
Siemens NH-1-50 | Siemens NH-1-50 | 50 | [4000.0, 40.0, 4.0, 1.0, 0.02, 0.01] | 0 | 0 | [86.0, 200.0, 300.0, 400.0, 1000.0, 1280.0] | 0 | 0
Siemens NH-1-63 | Siemens NH-1-63 | 63 | [4000.0, 100.0, 10.0, 2.0, 0.04, 0.01] | 0 | 0 | [100.0, 200.0, 300.0, 400.0, 1000.0, 1500.0] | 0 | 0
Siemens NH-1-80 | Siemens NH-1-80 | 80 | [4800.0, 120.0, 7.0, 0.1, 0.01] | 0 | 0 | [150.58, 250.0, 450.0, 1150.0, 2470.0] | 0 | 0
Siemens NH-2-1000 | Siemens NH-2-1000 | 1000 | [4800.0, 120.0, 7.0, 0.1, 0.004] | 0 | 0 | [1900.0, 3500.0, 8400.0, 24000.0, 52000.0] | 0 | 0
Siemens NH-2-200 | Siemens NH-2-200 | 200 | [4800.0, 120.0, 7.0, 0.1, 0.004] | 0 | 0 | [280.0, 650.0, 1200.0, 3000.0, 7000.0] | 0 | 0
Siemens NH-2-224 | Siemens NH-2-224 | 224 | [4800.0, 120.0, 7.0, 0.2, 0.04, 0.004] | 0 | 0 | [400.0, 750.0, 1453.0, 3025.0, 4315.0, 7600.0] | 0 | 0
Siemens NH-2-250 | Siemens NH-2-250 | 250 | [4800.0, 120.0, 7.0, 0.1, 0.004] | 0 | 0 | [450.0, 800.0, 1650.0, 4000.0, 8500.0] | 0 | 0
Siemens NH-2-315 | Siemens NH-2-315 | 315 | [4800.0, 120.0, 7.0, 0.1, 0.004] | 0 | 0 | [550.0, 920.0, 1900.0, 5000.0, 11000.0] | 0 | 0
Siemens NH-2-355 | Siemens NH-2-355 | 355 | [4800.0, 120.0, 6.0, 0.1, 0.004] | 0 | 0 | [650.0, 1116.27, 2350.0, 5840.0, 12790.0] | 0 | 0
Siemens NH-2-400 | Siemens NH-2-400 | 400 | [4800.0, 120.0, 7.0, 0.1, 0.004] | 0 | 0 | [720.0, 1350.0, 2800.0, 6500.0, 15000.0] | 0 | 0
Siemens NH-2-425 | Siemens NH-2-425 | 425 | [4800.0, 120.0, 7.0, 0.1, 0.004] | 0 | 0 | [850.0, 1500.0, 3050.0, 7500.0, 16500.0] | 0 | 0
Siemens NH-2-630 | Siemens NH-2-630 | 630 | [4800.0, 120.0, 7.0, 0.1, 0.004] | 0 | 0 | [1200.0, 2000.0, 4800.0, 12000.0, 26000.0] | 0 | 0

## res_bus
| vm_pu | va_degree | p_mw | q_mvar
0 | 0.98588 | -0.36591 | 0.09232 | 0.044713
1 | 0.98598 | -0.3626 | 0.057649 | 0.027921
2 | 0.98543 | -0.38414 | 0 | 0
3 | 0.98598 | -0.36247 | 0 | 0
4 | 0.98543 | -0.3842 | 0.063479 | 0.030744
5 | 0.98539 | -0.38574 | 0 | 0
6 | 0.98536 | -0.38648 | 0 | 0
7 | 0.98535 | -0.38649 | 0 | 0
8 | 0.98533 | -0.38704 | 0.12212 | 0.059144
9 | 0.98536 | -0.38647 | 0.08141 | 0.039429
10 | 0.98531 | -0.38761 | 0 | 0
11 | 0.9853 | -0.38781 | 0.1469 | 0.071147
12 | 0.98531 | -0.38767 | 0 | 0
13 | 0.98525 | -0.38992 | 0.06303 | 0.030527
14 | 0.98523 | -0.39026 | 0.16487 | 0.07985
15 | 0.98524 | -0.39023 | 0 | 0
16 | 0.98523 | -0.39035 | 0 | 0
17 | 0.98525 | -0.39 | 0 | 0
18 | 0.98523 | -0.3903 | 0 | 0
19 | 0.98521 | -0.39017 | 0.097118 | 0.047037
20 | 0.98524 | -0.39014 | 0 | 0
21 | 0.98523 | -0.39038 | 0.1333 | 0.064558
22 | 0.98171 | -0.024824 | 0.061914 | 0.029987
23 | 0.98157 | -0.026842 | 0 | 0
24 | 0.98317 | -0.005187 | 0 | 0
25 | 0.98135 | -0.026352 | 0 | 0
26 | 0.9832 | -0.0052582 | 0.11022 | 0.05338
27 | 0.98558 | 0.015746 | 0.061684 | 0.029875
28 | 0.98444 | 0.0042734 | 0 | 0
29 | 0.98571 | 0.014942 | 0 | 0
30 | 0.98098 | -0.025634 | 0 | 0
31 | 0.98133 | -0.026488 | 0.14712 | 0.071255
32 | 0.98095 | -0.025527 | 0.1028 | 0.04979
33 | 0.98072 | -0.027836 | 0 | 0
34 | 0.98683 | 0.0081824 | 0.14534 | 0.070392
35 | 0.98683 | 0.0082381 | 0 | 0
36 | 0.98095 | -0.025529 | 0 | 0
37 | 0.98071 | -0.027777 | 0.065854 | 0.031895
38 | 0.9833 | -0.0056517 | 0 | 0
39 | 0.984 | 0.0031304 | 0 | 0
40 | 0.98367 | 0.0055547 | 0 | 0
41 | 0.98423 | 0.0055121 | 0.13807 | 0.066873
42 | 0.98089 | -0.025277 | 0 | 0
43 | 0.98086 | -0.025479 | 0.072444 | 0.035086
44 | 0.98367 | 0.0055715 | 0.1585 | 0.076767
45 | 0.9836 | 0.0049198 | 0 | 0
46 | 0.98607 | 0.012864 | 0.15524 | 0.075185
47 | 0.98604 | 0.013035 | 0 | 0
48 | 0.98625 | 0.011769 | 0 | 0
49 | 0.98686 | 0.0081958 | 0 | 0
50 | 0.9882 | -5.0114e-05 | 0 | 0
51 | 0.98685 | 0.0081208 | 0.14946 | 0.072388
52 | 0.98821 | -0.00011984 | 0.070869 | 0.034323
53 | 0.98684 | 0.0081736 | 0 | 0
54 | 0.98849 | -0.0018307 | 0 | 0
55 | 0.98342 | 0.0062311 | 0 | 0
56 | 0.98342 | 0.0062781 | 0.095799 | 0.046398
57 | 0.98215 | -0.0044942 | 0 | 0
58 | 0.98183 | -0.0065157 | 0.10042 | 0.048638
59 | 0.98214 | -0.0043909 | 0.10667 | 0.051665
60 | 0.98199 | -0.0032293 | 0.15355 | 0.074367
61 | 0.98199 | -0.0032544 | 0 | 0
62 | 0.98205 | -0.0037873 | 0 | 0
63 | 0.98205 | -0.0037459 | 0.091584 | 0.044356
64 | 0.9917 | -0.019976 | 0 | 0
65 | 0.99406 | -0.033188 | 0 | 0
66 | 0.99169 | -0.01989 | 0.31479 | 0.15246
67 | 0.99417 | -0.033777 | 0.070113 | 0.033957
68 | 0.99323 | -0.026608 | 0.2376 | 0.11508
69 | 0.99326 | -0.026429 | 0 | 0
70 | 0.98636 | -0.031957 | 0.10115 | 0.048987
71 | 0.98637 | -0.032024 | 0 | 0
72 | 0.98602 | -0.034693 | 0.092041 | 0.044577
73 | 0.98634 | -0.031833 | 0 | 0
74 | 0.99009 | -0.0012244 | 0 | 0
75 | 0.98505 | -0.042862 | 0 | 0
76 | 0.98504 | -0.042851 | 0.15867 | 0.076848
77 | 0.99011 | -0.0014072 | 0.21707 | 0.10513
78 | 0.99007 | -0.0010647 | 0.37496 | 0.1816
79 | 0.98633 | -0.031888 | 0.0706 | 0.034193
80 | 0.99091 | -0.25447 | 0.2464 | 0.11934
81 | 0.99093 | -0.25382 | 0 | 0
82 | 0.98639 | -0.35702 | 0.18271 | 0.088488
83 | 0.98639 | -0.35703 | 0 | 0
84 | 0.98487 | -0.041551 | 0.12323 | 0.059682
85 | 0.98488 | -0.041616 | 0 | 0
86 | 0.9849 | -0.04179 | 0 | 0
87 | 0.98491 | -0.041835 | 0.10739 | 0.052013
88 | 0.98491 | -0.041877 | 0 | 0
89 | 0.99425 | -0.033791 | 0.40553 | 0.19641
90 | 0.99428 | -0.034022 | 0 | 0
91 | 0.99425 | -0.03375 | 0.18583 | 0.090002
92 | 0.99424 | -0.033895 | 0.088358 | 0.042794
93 | 0.99433 | -0.034432 | 0.098006 | 0.047467
94 | 0.99423 | -0.03387 | 0.2063 | 0.099917
95 | 0.99423 | -0.033829 | 0.12891 | 0.062433
96 | 0.99423 | -0.033795 | 0 | 0
97 | 0.99422 | -0.033764 | 0.093123 | 0.045101
98 | 0.99445 | -0.0354 | 0 | 0
99 | 0.99062 | -0.0057297 | 0 | 0
100 | 0.99453 | -0.034399 | 0.12711 | 0.061563
101 | 0.99433 | -0.034696 | 0 | 0
102 | 0.99012 | -0.0015106 | 0.28383 | 0.13747
103 | 0.9952 | -0.030409 | 0.34536 | 0.16727
104 | 0.99521 | -0.030345 | 0 | 0
105 | 0.99517 | -0.030578 | 0 | 0
106 | 0.99676 | -0.020978 | 0 | 0
107 | 0.99467 | -0.033585 | 0 | 0
108 | 0.99975 | -0.0016719 | 0 | 0
109 | 0.99673 | -0.021165 | 0.19756 | 0.095684
110 | 0.99988 | -0.00082937 | 0.3242 | 0.15702
111 | 0.99457 | -0.034125 | 0.10244 | 0.049614
112 | 1 | 0 | -18.4571 | -7.6752
113 | 0.99422 | -0.034073 | 0.16743 | 0.08109
114 | 0.98757 | -0.32214 | 0.16549 | 0.080153
115 | 0.98762 | -0.32104 | 0 | 0
116 | 0.98729 | -0.33272 | 0.081199 | 0.039326
117 | 0.98757 | -0.32195 | 0 | 0
118 | 0.98805 | -0.31249 | 0 | 0
119 | 0.98719 | -0.33489 | 0 | 0
120 | 0.98726 | -0.3334 | 0 | 0
121 | 0.98718 | -0.33489 | 0.34138 | 0.16534
122 | 0.98678 | -0.34346 | 0 | 0
123 | 0.98757 | -0.32196 | 0 | 0
124 | 0.98756 | -0.32211 | 0.10458 | 0.050651
125 | 0.98805 | -0.31247 | 0.19648 | 0.095159
126 | 0.98913 | -0.29069 | 0 | 0
127 | 0.98912 | -0.29064 | 0.36355 | 0.17608
128 | 0.98906 | -0.29209 | 0 | 0
129 | 0.99097 | -0.25278 | 0 | 0
130 | 0.99102 | -0.25166 | 0.21144 | 0.1024
131 | 0.98905 | -0.29245 | 0.36414 | 0.17636
132 | 0.98757 | -0.32196 | 0.15011 | 0.072701
133 | 0.98756 | -0.32228 | 0.34362 | 0.16642
134 | 0.98756 | -0.32226 | 0 | 0
135 | 0.99309 | -0.17513 | 0 | 0
136 | 0.98754 | -0.32256 | 0.31849 | 0.15425
137 | 0.98755 | -0.32229 | 0 | 0
138 | 0.98751 | -0.32352 | 0.13872 | 0.067187
139 | 0.9875 | -0.32355 | 0.33334 | 0.16144
140 | 0.98748 | -0.32494 | 0 | 0
141 | 0.98745 | -0.32465 | 0.3917 | 0.18971
142 | 0.98741 | -0.32486 | 0.082861 | 0.040132
143 | 0.98734 | -0.32531 | 0.40305 | 0.1952
144 | 0.98623 | -0.35646 | 0.30629 | 0.14834
145 | 0.98625 | -0.35606 | 0 | 0
146 | 0.98624 | -0.35607 | 0 | 0
147 | 0.9863 | -0.35505 | 0 | 0
148 | 0.98624 | -0.35608 | 0.16846 | 0.081589
149 | 0.98624 | -0.35609 | 0 | 0
150 | 0.98669 | -0.34639 | 0 | 0
151 | 0.98628 | -0.35537 | 0.25892 | 0.1254
152 | 0.98668 | -0.34657 | 0 | 0
153 | 0.98671 | -0.34601 | 0.37907 | 0.18359
154 | 0.98623 | -0.35603 | 0.1901 | 0.092072
155 | 0.98627 | -0.35577 | 0 | 0
156 | 0.98668 | -0.34675 | 0.36479 | 0.17668
157 | 0.98649 | -0.35395 | 0.16549 | 0.08015
158 | 0.9864 | -0.35699 | 0 | 0
159 | 0.98645 | -0.35548 | 0 | 0
160 | 0.98636 | -0.35724 | 0 | 0
161 | 0.9864 | -0.35697 | 0.23674 | 0.11466
162 | 0.98636 | -0.35728 | 0.2163 | 0.10476
163 | 0.98624 | -0.36129 | 0.070035 | 0.033919
164 | 0.98623 | -0.36134 | 0 | 0
165 | 0.98756 | -0.32228 | 0 | 0
166 | 0.98756 | -0.32228 | 0.080699 | 0.039085
167 | 0.98618 | -0.35772 | 0 | 0
168 | 0.98622 | -0.35611 | 0 | 0
169 | 0.9859 | -0.36284 | 0 | 0
170 | 0.98617 | -0.35797 | 0.20696 | 0.10024
171 | 0.98622 | -0.35613 | 0.24836 | 0.12029
172 | 0.98589 | -0.36307 | 0.39643 | 0.192
173 | 0.99321 | -0.1727 | 0.22603 | 0.10947
174 | 0.98577 | -0.36718 | 0 | 0
175 | 0.98614 | -0.36181 | 0.33527 | 0.16238
176 | 0.98614 | -0.36179 | 0 | 0
177 | 0.98616 | -0.3617 | 0 | 0
178 | 0.98616 | -0.36168 | 0.41871 | 0.20279
179 | 0.98617 | -0.36167 | 0 | 0
180 | 0.98617 | -0.36168 | 0.077952 | 0.037754
181 | 0.99776 | -0.046647 | 0 | 0
182 | 0.99618 | -0.079325 | 0 | 0
183 | 0.9952 | -0.099428 | 0 | 0
184 | 0.9952 | -0.099655 | 0.25065 | 0.12139
185 | 0.99774 | -0.046431 | 0.20467 | 0.099125
186 | 0.98576 | -0.36721 | 0.17654 | 0.085503
187 | 0.98575 | -0.36723 | 1.0642 | 0.51542
188 | 0.99433 | -0.034666 | 0.092222 | 0.044665
189 | 0.99432 | -0.034651 | 0.07095 | 0.034363
190 | 0.98502 | -0.04269 | 0 | 0
191 | 0.99997 | 149.9981 | 0 | 0

## res_line
| p_from_mw | q_from_mvar | p_to_mw | q_to_mvar | pl_mw | ql_mvar | i_from_ka | i_to_ka | i_ka | vm_from_pu | va_from_degree | vm_to_pu | va_to_degree | loading_percent
0 | -0.09232 | -0.044713 | 0.092327 | 0.039516 | 6.5089e-06 | -0.0051964 | 0.0030036 | 0.0029403 | 0.0030036 | 0.98588 | -0.36591 | 0.98598 | -0.3626 | 0.36629
1 | 0.87268 | 0.33765 | -0.87232 | -0.34049 | 0.00035648 | -0.0028314 | 0.027396 | 0.027432 | 0.027432 | 0.98598 | -0.3626 | 0.98543 | -0.38414 | 3.3453
2 | -1.0227 | -0.40509 | 1.0227 | 0.40313 | 5.0309e-06 | -0.0019655 | 0.032205 | 0.032184 | 0.032205 | 0.98598 | -0.3626 | 0.98598 | -0.36247 | 3.8248
3 | 0.081414 | 0.034953 | -0.08141 | -0.039103 | 4.0451e-06 | -0.0041499 | 0.0025955 | 0.0026459 | 0.0026459 | 0.98543 | -0.38414 | 0.98536 | -0.38648 | 0.32267
4 | 0.79091 | 0.30553 | -0.7909 | -0.30673 | 1.8233e-06 | -0.0011959 | 0.024838 | 0.02485 | 0.02485 | 0.98543 | -0.38414 | 0.98543 | -0.3842 | 2.9514
5 | -1.0227 | -0.40313 | 1.0228 | 0.33447 | 0.00017172 | -0.068656 | 0.032184 | 0.031501 | 0.032184 | 0.98598 | -0.36247 | 0.98618 | -0.35772 | 3.8223
6 | 0.72743 | 0.27598 | -0.72741 | -0.27624 | 2.0916e-05 | -0.00025367 | 0.022792 | 0.022795 | 0.022795 | 0.98543 | -0.3842 | 0.98539 | -0.38574 | 2.7798
7 | 0.72741 | 0.27624 | -0.72738 | -0.29244 | 2.0944e-05 | -0.016199 | 0.022795 | 0.022968 | 0.022968 | 0.98539 | -0.38574 | 0.98535 | -0.38649 | 2.7277
8 | 0.08141 | 0.039103 | -0.08141 | -0.039429 | 1.3141e-07 | -0.00032542 | 0.0026459 | 0.00265 | 0.00265 | 0.98536 | -0.38648 | 0.98536 | -0.38647 | 1.2046
9 | 0.72738 | 0.29244 | -0.72737 | -0.30465 | 1.6011e-05 | -0.012216 | 0.022968 | 0.023104 | 0.023104 | 0.98535 | -0.38649 | 0.98533 | -0.38704 | 2.7439
10 | 0.60525 | 0.24551 | -0.60524 | -0.24563 | 6.7305e-06 | -0.00011986 | 0.019136 | 0.019137 | 0.019137 | 0.98533 | -0.38704 | 0.98531 | -0.38761 | 2.3338
11 | 0.60524 | 0.24563 | -0.60524 | -0.24728 | 1.4963e-06 | -0.0016531 | 0.019137 | 0.019155 | 0.019155 | 0.98531 | -0.38761 | 0.98531 | -0.38767 | 2.275
12 | -0.60524 | -0.25091 | 0.60524 | 0.24728 | 3.2926e-06 | -0.0036265 | 0.019196 | 0.019155 | 0.019196 | 0.9853 | -0.38781 | 0.98531 | -0.38767 | 2.2798
13 | 0.45834 | 0.17976 | -0.45832 | -0.18036 | 1.8527e-05 | -0.00060075 | 0.014424 | 0.014431 | 0.014431 | 0.9853 | -0.38781 | 0.98525 | -0.38992 | 1.7599
14 | 0.39529 | 0.14984 | -0.39529 | -0.15257 | 1.0358e-06 | -0.002729 | 0.012386 | 0.012415 | 0.012415 | 0.98525 | -0.38992 | 0.98525 | -0.39 | 1.4744
15 | -0.26199 | -0.1229 | 0.26199 | 0.12115 | 3.097e-07 | -0.00175 | 0.008479 | 0.0084574 | 0.008479 | 0.98523 | -0.39026 | 0.98524 | -0.39023 | 1.007
16 | 0.097121 | 0.043053 | -0.097121 | -0.043181 | 1.7628e-07 | -0.00012796 | 0.0031127 | 0.0031142 | 0.0031142 | 0.98523 | -0.39026 | 0.98523 | -0.39035 | 0.37979
17 | -0.26199 | -0.12115 | 0.26199 | 0.10573 | 2.663e-06 | -0.015421 | 0.0084574 | 0.0082779 | 0.0084574 | 0.98524 | -0.39023 | 0.98525 | -0.39 | 1.0044
18 | 0.097121 | 0.043181 | -0.09712 | -0.044268 | 6.099e-07 | -0.001087 | 0.0031142 | 0.0031273 | 0.0031273 | 0.98523 | -0.39035 | 0.98523 | -0.3903 | 1.4215
19 | 0.1333 | 0.046833 | -0.1333 | -0.064285 | 7.71e-07 | -0.017452 | 0.0041396 | 0.004336 | 0.004336 | 0.98525 | -0.39 | 0.98524 | -0.39014 | 0.51497
20 | 0.09712 | 0.044268 | -0.097118 | -0.047037 | 1.577e-06 | -0.0027684 | 0.0031273 | 0.0031618 | 0.0031618 | 0.98523 | -0.3903 | 0.98521 | -0.39017 | 1.4372
21 | 0.1333 | 0.064285 | -0.1333 | -0.064558 | 7.2959e-07 | -0.00027232 | 0.004336 | 0.0043395 | 0.0043395 | 0.98524 | -0.39014 | 0.98523 | -0.39038 | 0.52921
22 | 0.38849 | 0.12654 | -0.38844 | -0.12674 | 5.0389e-05 | -0.00019379 | 0.012014 | 0.012016 | 0.012016 | 0.98171 | -0.024824 | 0.98157 | -0.026842 | 5.7221
23 | -0.4504 | -0.15653 | 0.45102 | 0.15489 | 0.00061556 | -0.0016422 | 0.014021 | 0.014002 | 0.014021 | 0.98171 | -0.024824 | 0.98317 | -0.005187 | 6.6768
24 | 0.38844 | 0.12674 | -0.38835 | -0.13694 | 8.6416e-05 | -0.010204 | 0.012016 | 0.012113 | 0.012113 | 0.98157 | -0.026842 | 0.98135 | -0.026352 | 5.506
25 | -0.45102 | -0.15489 | 0.45103 | 0.15368 | 1.3773e-05 | -0.0012114 | 0.014002 | 0.01399 | 0.014002 | 0.98317 | -0.005187 | 0.9832 | -0.0052582 | 6.3645
26 | 0.24122 | 0.065768 | -0.24113 | -0.094589 | 9.369e-05 | -0.028821 | 0.0073548 | 0.0076222 | 0.0076222 | 0.98135 | -0.026352 | 0.98098 | -0.025634 | 3.4646
27 | 0.14713 | 0.071173 | -0.14712 | -0.071255 | 3.0191e-06 | -8.2374e-05 | 0.0048077 | 0.0048087 | 0.0048087 | 0.98135 | -0.026352 | 0.98133 | -0.026488 | 2.2899
28 | -0.56125 | -0.20706 | 0.56131 | 0.20352 | 6.3224e-05 | -0.003532 | 0.017564 | 0.017529 | 0.017564 | 0.9832 | -0.0052582 | 0.9833 | -0.0056517 | 7.9838
29 | 1.4094 | 0.57461 | -1.4079 | -0.57416 | 0.0015048 | 0.00045037 | 0.04458 | 0.044586 | 0.044586 | 0.98558 | 0.015746 | 0.98444 | 0.0042734 | 21.2312
30 | -1.4711 | -0.60449 | 1.4713 | 0.60285 | 0.00021201 | -0.0016353 | 0.046584 | 0.046565 | 0.046584 | 0.98558 | 0.015746 | 0.98571 | 0.014942 | 21.1744
31 | 1.4079 | 0.57416 | -1.4076 | -0.57683 | 0.00031663 | -0.0026644 | 0.044586 | 0.044616 | 0.044616 | 0.98444 | 0.0042734 | 0.98423 | 0.0055121 | 20.2801
32 | -1.4713 | -0.60285 | 1.4718 | 0.5989 | 0.00051168 | -0.0039544 | 0.046565 | 0.046519 | 0.046565 | 0.98571 | 0.014942 | 0.98604 | 0.013035 | 21.1658
33 | 0.17526 | 0.066773 | -0.17525 | -0.069087 | 4.1161e-06 | -0.0023142 | 0.005519 | 0.0055437 | 0.0055437 | 0.98098 | -0.025634 | 0.98095 | -0.025527 | 2.5198
34 | 0.065871 | 0.027816 | -0.065855 | -0.030135 | 1.6205e-05 | -0.002319 | 0.0021041 | 0.0021318 | 0.0021318 | 0.98098 | -0.025634 | 0.98072 | -0.027836 | 1.0151
35 | 0.072451 | 0.019297 | -0.07245 | -0.019593 | 8.3877e-08 | -0.00029617 | 0.0022064 | 0.0022087 | 0.0022087 | 0.98095 | -0.025527 | 0.98095 | -0.025529 | 1.0039
36 | 0.065855 | 0.030135 | -0.065854 | -0.031895 | 4.6972e-07 | -0.0017598 | 0.0021318 | 0.0021538 | 0.0021538 | 0.98072 | -0.027836 | 0.98071 | -0.027777 | 0.97901
37 | -0.14534 | -0.070392 | 0.14534 | 0.070357 | 1.2272e-06 | -3.5115e-05 | 0.0047241 | 0.0047236 | 0.0047241 | 0.98683 | 0.0081824 | 0.98683 | 0.0082381 | 2.2496
38 | -0.14534 | -0.070357 | 0.14534 | 0.069503 | 1.0923e-06 | -0.00085432 | 0.0047236 | 0.0047128 | 0.0047236 | 0.98683 | 0.0082381 | 0.98684 | 0.0081736 | 2.1471
39 | 0.07245 | 0.019593 | -0.072446 | -0.034836 | 4.5951e-06 | -0.015243 | 0.0022087 | 0.0023658 | 0.0023658 | 0.98095 | -0.025529 | 0.98089 | -0.025277 | 1.0753
40 | -0.56131 | -0.20352 | 0.56168 | 0.20298 | 0.00036818 | -0.0005466 | 0.017529 | 0.017521 | 0.017529 | 0.9833 | -0.0056517 | 0.984 | 0.0031304 | 8.3469
41 | 0.70755 | 0.30692 | -0.7073 | -0.31525 | 0.0002496 | -0.0083296 | 0.022626 | 0.022725 | 0.022725 | 0.984 | 0.0031304 | 0.98367 | 0.0055547 | 10.3296
42 | -1.2692 | -0.50989 | 1.2695 | 0.50995 | 0.00027278 | 6.0926e-05 | 0.040127 | 0.040126 | 0.040127 | 0.984 | 0.0031304 | 0.98423 | 0.0055121 | 19.1082
43 | 0.7073 | 0.31525 | -0.70729 | -0.3153 | 1.6678e-06 | -5.5391e-05 | 0.022725 | 0.022726 | 0.022726 | 0.98367 | 0.0055547 | 0.98367 | 0.0055715 | 10.3299
44 | 0.072446 | 0.034836 | -0.072444 | -0.035086 | 2.1855e-06 | -0.00025002 | 0.0023658 | 0.002369 | 0.002369 | 0.98089 | -0.025277 | 0.98086 | -0.025479 | 1.1281
45 | 0.54879 | 0.23854 | -0.54875 | -0.23859 | 3.8728e-05 | -5.7153e-05 | 0.017561 | 0.017562 | 0.017562 | 0.98367 | 0.0055715 | 0.9836 | 0.0049198 | 8.3627
46 | 0.54875 | 0.23859 | -0.54865 | -0.2444 | 0.00010447 | -0.0058063 | 0.017562 | 0.017631 | 0.017631 | 0.9836 | 0.0049198 | 0.98342 | 0.0062311 | 8.014
47 | 1.4718 | 0.59854 | -1.4718 | -0.5989 | 4.6587e-05 | -0.00036057 | 0.046515 | 0.046519 | 0.046519 | 0.98607 | 0.012864 | 0.98604 | 0.013035 | 21.1452
48 | -1.6271 | -0.67372 | 1.6274 | 0.67178 | 0.0003116 | -0.0019475 | 0.051555 | 0.051532 | 0.051555 | 0.98607 | 0.012864 | 0.98625 | 0.011769 | 23.4342
49 | -1.6274 | -0.67178 | 1.6284 | 0.66525 | 0.0010405 | -0.0065218 | 0.051532 | 0.051456 | 0.051532 | 0.98625 | 0.011769 | 0.98686 | 0.0081958 | 23.4238
50 | -1.9232 | -0.8064 | 1.926 | 0.79441 | 0.0027244 | -0.01199 | 0.061004 | 0.06086 | 0.061004 | 0.98686 | 0.0081958 | 0.9882 | -5.0114e-05 | 27.729
51 | 0.29481 | 0.14115 | -0.29481 | -0.14117 | 3.2172e-06 | -2.0948e-05 | 0.0095613 | 0.0095615 | 0.0095615 | 0.98686 | 0.0081958 | 0.98685 | 0.0081208 | 4.5531
52 | -1.926 | -0.79441 | 1.926 | 0.79431 | 2.368e-05 | -0.00010464 | 0.06086 | 0.060859 | 0.06086 | 0.9882 | -5.0114e-05 | 0.98821 | -0.00011984 | 27.6637
53 | 0.14535 | 0.068782 | -0.14534 | -0.069503 | 9.1758e-07 | -0.00072068 | 0.0047037 | 0.0047128 | 0.0047128 | 0.98685 | 0.0081208 | 0.98684 | 0.0081736 | 2.1422
54 | -1.9969 | -0.82863 | 1.9975 | 0.82621 | 0.0005938 | -0.002426 | 0.063155 | 0.063126 | 0.063155 | 0.98821 | -0.00011984 | 0.98849 | -0.0018307 | 28.7069
55 | -1.9975 | -0.82621 | 2.0042 | 0.79836 | 0.0067486 | -0.027846 | 0.063126 | 0.062799 | 0.063126 | 0.98849 | -0.0018307 | 0.9917 | -0.019976 | 28.6937
56 | 0.0958 | 0.045458 | -0.095799 | -0.046398 | 5.2828e-07 | -0.00093936 | 0.0031127 | 0.0031246 | 0.0031246 | 0.98342 | 0.0062311 | 0.98342 | 0.0062781 | 1.4203
57 | 0.45285 | 0.19894 | -0.4523 | -0.20027 | 0.00054608 | -0.0013321 | 0.014519 | 0.014539 | 0.014539 | 0.98342 | 0.0062311 | 0.98215 | -0.0044942 | 6.9233
58 | 0.20713 | 0.09751 | -0.20713 | -0.098495 | 2.5897e-06 | -0.00098414 | 0.0067289 | 0.0067413 | 0.0067413 | 0.98215 | -0.0044942 | 0.98214 | -0.0043909 | 3.0642
59 | 0.24517 | 0.10276 | -0.24515 | -0.11007 | 2.6157e-05 | -0.007304 | 0.0078135 | 0.007899 | 0.007899 | 0.98215 | -0.0044942 | 0.98205 | -0.0037873 | 3.5905
60 | -0.10042 | -0.048638 | 0.10045 | 0.04683 | 3.0215e-05 | -0.0018078 | 0.0032807 | 0.0032577 | 0.0032807 | 0.98183 | -0.0065157 | 0.98214 | -0.0043909 | 1.5623
61 | -0.15355 | -0.074367 | 0.15355 | 0.074061 | 4.4612e-07 | -0.00030597 | 0.0050154 | 0.0050115 | 0.0050154 | 0.98199 | -0.0032293 | 0.98199 | -0.0032544 | 2.2797
62 | -0.15355 | -0.074061 | 0.15356 | 0.06657 | 1.0709e-05 | -0.0074908 | 0.0050115 | 0.0049198 | 0.0050115 | 0.98199 | -0.0032544 | 0.98205 | -0.0037873 | 2.278
63 | 0.091585 | 0.043496 | -0.091584 | -0.044356 | 4.4482e-07 | -0.00086052 | 0.0029803 | 0.0029913 | 0.0029913 | 0.98205 | -0.0037873 | 0.98205 | -0.0037459 | 1.3597
64 | -2.319 | -0.95029 | 2.3247 | 0.93297 | 0.0057238 | -0.017319 | 0.072952 | 0.072744 | 0.072952 | 0.9917 | -0.019976 | 0.99406 | -0.033188 | 33.1598
65 | 0.31479 | 0.15193 | -0.31479 | -0.15246 | 3.1098e-06 | -0.0005271 | 0.010175 | 0.010181 | 0.010181 | 0.9917 | -0.019976 | 0.99169 | -0.01989 | 4.6279
66 | -2.3247 | -0.93297 | 2.325 | 0.93216 | 0.00026523 | -0.00080733 | 0.072744 | 0.072734 | 0.072744 | 0.99406 | -0.033188 | 0.99417 | -0.033777 | 33.0654
67 | -2.3951 | -0.96612 | 2.3952 | 0.96574 | 0.00013486 | -0.00038395 | 0.074991 | 0.074986 | 0.074991 | 0.99417 | -0.033777 | 0.99422 | -0.034073 | 34.0868
68 | -0.2376 | -0.11508 | 0.23761 | 0.11501 | 6.4442e-06 | -6.8325e-05 | 0.007673 | 0.0076721 | 0.007673 | 0.99323 | -0.026608 | 0.99326 | -0.026429 | 3.6538
69 | 1.537 | 0.67626 | -1.5327 | -0.70675 | 0.0043335 | -0.030486 | 0.048804 | 0.049184 | 0.049184 | 0.99326 | -0.026429 | 0.99062 | -0.0057297 | 22.3562
70 | -1.7746 | -0.79127 | 1.7766 | 0.78115 | 0.0019256 | -0.010118 | 0.056472 | 0.056346 | 0.056472 | 0.99326 | -0.026429 | 0.99428 | -0.034022 | 25.6689
71 | -0.58303 | -0.26478 | 0.58304 | 0.26452 | 5.2336e-06 | -0.00025778 | 0.018741 | 0.018738 | 0.018741 | 0.98636 | -0.031957 | 0.98637 | -0.032024 | 8.5185
72 | 0.48189 | 0.21579 | -0.48173 | -0.21612 | 0.0001551 | -0.00032598 | 0.015453 | 0.015458 | 0.015458 | 0.98636 | -0.031957 | 0.98602 | -0.034693 | 7.3609
73 | 0.070603 | 0.027136 | -0.070601 | -0.034121 | 2.0367e-06 | -0.0069851 | 0.0022137 | 0.002295 | 0.002295 | 0.98637 | -0.032024 | 0.98634 | -0.031833 | 1.0432
74 | -0.65364 | -0.29166 | 0.65595 | 0.28965 | 0.0023091 | -0.0020037 | 0.020948 | 0.020907 | 0.020948 | 0.98637 | -0.032024 | 0.99009 | -0.0012244 | 9.9751
75 | 0.38969 | 0.17154 | -0.38933 | -0.17282 | 0.00036016 | -0.0012807 | 0.012465 | 0.012483 | 0.012483 | 0.98602 | -0.034693 | 0.98505 | -0.042862 | 5.9444
76 | 0.070601 | 0.034121 | -0.0706 | -0.034193 | 5.8636e-07 | -7.2175e-05 | 0.002295 | 0.0022959 | 0.0022959 | 0.98634 | -0.031833 | 0.98633 | -0.031888 | 1.0933
77 | -1.0309 | -0.47044 | 1.0309 | 0.47004 | 2.4904e-05 | -0.00039264 | 0.03304 | 0.033035 | 0.03304 | 0.99009 | -0.0012244 | 0.99011 | -0.0014072 | 15.0181
78 | 0.37497 | 0.18078 | -0.37496 | -0.1816 | 6.9116e-06 | -0.0008198 | 0.012137 | 0.012148 | 0.012148 | 0.99009 | -0.0012244 | 0.99007 | -0.0010647 | 5.5216
79 | 0.38933 | 0.17282 | -0.38933 | -0.17289 | 6.035e-07 | -6.7029e-05 | 0.012483 | 0.012484 | 0.012484 | 0.98505 | -0.042862 | 0.98504 | -0.042851 | 5.6745
80 | 0.23066 | 0.096039 | -0.23065 | -0.098017 | 6.1348e-06 | -0.0019778 | 0.0073222 | 0.0073447 | 0.0073447 | 0.98504 | -0.042851 | 0.98502 | -0.04269 | 3.3385
81 | -1.248 | -0.57518 | 1.248 | 0.575 | 1.6633e-05 | -0.00017674 | 0.040066 | 0.040063 | 0.040066 | 0.99011 | -0.0014072 | 0.99012 | -0.0015106 | 18.2116
82 | -0.2464 | -0.11934 | 0.2464 | 0.11894 | 3.6012e-06 | -0.00039879 | 0.0079758 | 0.0079706 | 0.0079758 | 0.99091 | -0.25447 | 0.99093 | -0.25382 | 0.97266
83 | -0.2464 | -0.11894 | 0.24641 | 0.05586 | 8.926e-06 | -0.063078 | 0.0079706 | 0.0073602 | 0.0079706 | 0.99093 | -0.25382 | 0.99097 | -0.25278 | 0.94663
84 | -0.18271 | -0.088488 | 0.18271 | 0.088396 | 1.8698e-07 | -9.2147e-05 | 0.0059411 | 0.00594 | 0.0059411 | 0.98639 | -0.35702 | 0.98639 | -0.35703 | 2.7005
85 | -0.18271 | -0.088396 | 0.18271 | 0.080211 | 1.4349e-06 | -0.0081855 | 0.00594 | 0.0058396 | 0.00594 | 0.98639 | -0.35703 | 0.9864 | -0.35699 | 0.93103
86 | -0.12323 | -0.059682 | 0.12323 | 0.058677 | 9.3021e-07 | -0.0010048 | 0.0040133 | 0.0040005 | 0.0040133 | 0.98487 | -0.041551 | 0.98488 | -0.041616 | 1.8242
87 | -0.12323 | -0.058677 | 0.12323 | 0.055702 | 2.7201e-06 | -0.0029753 | 0.0040005 | 0.0039638 | 0.0040005 | 0.98488 | -0.041616 | 0.9849 | -0.04179 | 1.8184
88 | -0.12323 | -0.055702 | 0.12323 | 0.054859 | 7.6217e-07 | -0.00084352 | 0.0039638 | 0.0039537 | 0.0039638 | 0.9849 | -0.04179 | 0.98491 | -0.041835 | 1.8017
89 | -0.23063 | -0.10687 | 0.23063 | 0.10648 | 1.2536e-06 | -0.00039172 | 0.0074501 | 0.0074453 | 0.0074501 | 0.98491 | -0.041835 | 0.98491 | -0.041877 | 3.3864
90 | -0.23063 | -0.10648 | 0.23065 | 0.098017 | 2.669e-05 | -0.0084624 | 0.0074453 | 0.0073447 | 0.0074453 | 0.98491 | -0.041877 | 0.98502 | -0.04269 | 3.3842
91 | -1.1081 | -0.5343 | 1.1081 | 0.53389 | 2.9728e-05 | -0.00040325 | 0.035717 | 0.035711 | 0.035717 | 0.99425 | -0.033791 | 0.99428 | -0.034022 | 16.2349
92 | 0.18583 | 0.08957 | -0.18583 | -0.090002 | 8.791e-07 | -0.00043258 | 0.0059896 | 0.005995 | 0.005995 | 0.99425 | -0.033791 | 0.99425 | -0.03375 | 2.725
93 | 0.5167 | 0.24832 | -0.51669 | -0.24833 | 7.8706e-06 | -1.3887e-05 | 0.016645 | 0.016645 | 0.016645 | 0.99425 | -0.033791 | 0.99424 | -0.033895 | 7.9261
94 | -2.8846 | -1.315 | 2.8848 | 1.3148 | 0.00015659 | -0.00028036 | 0.092044 | 0.09204 | 0.092044 | 0.99428 | -0.034022 | 0.99433 | -0.034432 | 41.8383
95 | 0.42834 | 0.20554 | -0.42834 | -0.20565 | 1.2162e-06 | -0.00011263 | 0.013794 | 0.013796 | 0.013796 | 0.99424 | -0.033895 | 0.99423 | -0.03387 | 6.2708
96 | -2.9828 | -1.3622 | 2.9832 | 1.3616 | 0.00038088 | -0.00063028 | 0.095201 | 0.095192 | 0.095201 | 0.99433 | -0.034432 | 0.99445 | -0.0354 | 43.2731
97 | 0.22203 | 0.10574 | -0.22203 | -0.10611 | 1.0884e-06 | -0.00037684 | 0.0071404 | 0.0071451 | 0.0071451 | 0.99423 | -0.03387 | 0.99423 | -0.033829 | 3.2478
98 | 0.093124 | 0.04368 | -0.093123 | -0.044441 | 3.8544e-07 | -0.00076146 | 0.0029865 | 0.002996 | 0.002996 | 0.99423 | -0.033829 | 0.99423 | -0.033795 | 1.3618
99 | 0.093123 | 0.044441 | -0.093123 | -0.045101 | 3.3609e-07 | -0.00066003 | 0.002996 | 0.0030043 | 0.0030043 | 0.99423 | -0.033795 | 0.99422 | -0.033764 | 1.3656
100 | -5.7097 | -2.4852 | 5.7101 | 2.4847 | 0.00040742 | -0.00057985 | 0.18076 | 0.18075 | 0.18076 | 0.99445 | -0.0354 | 0.99453 | -0.034399 | 49.9348
101 | 2.7265 | 1.1236 | -2.7261 | -1.1244 | 0.00033889 | -0.00071724 | 0.085603 | 0.085612 | 0.085612 | 0.99445 | -0.0354 | 0.99433 | -0.034696 | 38.9147
102 | 1.5327 | 0.70675 | -1.5319 | -0.71247 | 0.00082314 | -0.0057161 | 0.049184 | 0.049257 | 0.049257 | 0.99062 | -0.0057297 | 0.99012 | -0.0015106 | 22.3894
103 | -5.8372 | -2.5462 | 5.8374 | 2.5448 | 0.00026126 | -0.0013909 | 0.18485 | 0.18483 | 0.18485 | 0.99453 | -0.034399 | 0.99457 | -0.034125 | 28.9734
104 | 0.16317 | 0.078234 | -0.16317 | -0.078611 | 5.89e-07 | -0.00037684 | 0.0052536 | 0.0052584 | 0.0052584 | 0.99433 | -0.034696 | 0.99433 | -0.034666 | 2.3902
105 | 2.563 | 1.0461 | -2.5627 | -1.0468 | 0.00029144 | -0.00071125 | 0.080368 | 0.080376 | 0.080376 | 0.99433 | -0.034696 | 0.99422 | -0.034073 | 36.5347
106 | -6.2888 | -2.7433 | 6.2889 | 2.743 | 6.5808e-05 | -0.00029756 | 0.19902 | 0.19902 | 0.19902 | 0.9952 | -0.030409 | 0.99521 | -0.030345 | 31.1942
107 | 5.9435 | 2.5761 | -5.9433 | -2.5769 | 0.00016074 | -0.0008263 | 0.1879 | 0.18791 | 0.18791 | 0.9952 | -0.030409 | 0.99517 | -0.030578 | 29.4527
108 | -6.2889 | -2.743 | 6.2982 | 2.7006 | 0.0093494 | -0.042482 | 0.19902 | 0.19847 | 0.19902 | 0.99521 | -0.030345 | 0.99676 | -0.020978 | 31.1936
109 | 5.9433 | 2.5769 | -5.9404 | -2.5917 | 0.0028937 | -0.014849 | 0.18791 | 0.1881 | 0.1881 | 0.99517 | -0.030578 | 0.99467 | -0.033585 | 29.4825
110 | -6.4958 | -2.7962 | 6.5144 | 2.7165 | 0.018552 | -0.079615 | 0.20482 | 0.2038 | 0.20482 | 0.99676 | -0.020978 | 0.99975 | -0.0016719 | 32.1028
111 | 0.19757 | 0.095596 | -0.19756 | -0.095684 | 5.5948e-06 | -8.8656e-05 | 0.0063565 | 0.0063576 | 0.0063576 | 0.99676 | -0.020978 | 0.99673 | -0.021165 | 3.0274
112 | 5.9404 | 2.5917 | -5.9399 | -2.5944 | 0.0005264 | -0.0026959 | 0.1881 | 0.18813 | 0.18813 | 0.99467 | -0.033585 | 0.99457 | -0.034125 | 29.488
113 | -6.5144 | -2.7165 | 6.5151 | 2.7132 | 0.00076811 | -0.0033272 | 0.2038 | 0.20376 | 0.2038 | 0.99975 | -0.0016719 | 0.99988 | -0.00082937 | 31.9435
114 | -6.8393 | -2.8702 | 6.8401 | 2.8671 | 0.0008102 | -0.0031366 | 0.21414 | 0.2141 | 0.21414 | 0.99988 | -0.00082937 | 1 | 0 | 33.5646
115 | 11.603 | 4.7976 | -11.5809 | -4.8472 | 0.022053 | -0.049534 | 0.36245 | 0.36323 | 0.36323 | 1 | 0 | 0.99776 | -0.046647 | 43.1387
116 | -7.0818 | -2.968 | 7.0822 | 2.9657 | 0.00032018 | -0.0022944 | 0.22445 | 0.22442 | 0.22445 | 0.98757 | -0.32214 | 0.98762 | -0.32104 | 26.6571
117 | 6.9163 | 2.8879 | -6.9149 | -2.886 | 0.0014556 | 0.0018927 | 0.21909 | 0.21909 | 0.21909 | 0.98757 | -0.32214 | 0.98729 | -0.33272 | 26.718
118 | 2.3475 | 1.1169 | -2.3474 | -1.124 | 0.00010336 | -0.0071861 | 0.075984 | 0.076076 | 0.076076 | 0.98762 | -0.32104 | 0.98757 | -0.32195 | 9.0352
119 | -9.4296 | -4.0826 | 9.433 | 4.0702 | 0.003438 | -0.01238 | 0.30034 | 0.30016 | 0.30034 | 0.98762 | -0.32104 | 0.98805 | -0.31249 | 35.6703
120 | 6.8337 | 2.8466 | -6.8335 | -2.8481 | 0.00019041 | -0.0014789 | 0.21645 | 0.21647 | 0.21647 | 0.98729 | -0.33272 | 0.98726 | -0.3334 | 25.7093
121 | 0.57443 | 0.27403 | -0.57443 | -0.27436 | 2.7976e-07 | -0.00032873 | 0.018604 | 0.018608 | 0.018608 | 0.98757 | -0.32195 | 0.98757 | -0.32196 | 2.21
122 | 1.7729 | 0.85002 | -1.7729 | -0.8518 | 1.4586e-05 | -0.001784 | 0.057472 | 0.057495 | 0.057495 | 0.98757 | -0.32195 | 0.98756 | -0.32211 | 6.8284
123 | 0.19648 | 0.094907 | -0.19648 | -0.095159 | 5.8818e-07 | -0.00025238 | 0.0063751 | 0.0063783 | 0.0063783 | 0.98805 | -0.31249 | 0.98805 | -0.31247 | 2.8992
124 | -9.6295 | -4.1651 | 9.6384 | 4.1345 | 0.0089198 | -0.030602 | 0.30653 | 0.30608 | 0.30653 | 0.98805 | -0.31249 | 0.98913 | -0.29069 | 36.4053
125 | -6.8331 | -2.8513 | 6.8335 | 2.8481 | 0.00041423 | -0.0032159 | 0.21651 | 0.21647 | 0.21651 | 0.98719 | -0.33489 | 0.98726 | -0.3334 | 25.7141
126 | 0.34138 | 0.1644 | -0.34138 | -0.16534 | 5.798e-07 | -0.00093456 | 0.01108 | 0.011092 | 0.011092 | 0.98719 | -0.33489 | 0.98718 | -0.33489 | 1.7386
127 | 6.4917 | 2.6869 | -6.4894 | -2.7067 | 0.002266 | -0.019728 | 0.20545 | 0.20569 | 0.20569 | 0.98719 | -0.33489 | 0.98678 | -0.34346 | 24.4293
128 | 6.4894 | 2.7067 | -6.4891 | -2.7062 | 0.00032957 | 0.00042206 | 0.20569 | 0.2057 | 0.2057 | 0.98678 | -0.34346 | 0.98671 | -0.34601 | 25.0848
129 | 0.15011 | 0.071849 | -0.15011 | -0.072701 | 1.0191e-07 | -0.00085216 | 0.0048645 | 0.0048753 | 0.0048753 | 0.98757 | -0.32196 | 0.98757 | -0.32196 | 0.76416
130 | 0.42432 | 0.20251 | -0.42432 | -0.20262 | 3.0104e-06 | -0.00010853 | 0.013743 | 0.013745 | 0.013745 | 0.98757 | -0.32196 | 0.98756 | -0.32228 | 1.6762
131 | 1.6683 | 0.80115 | -1.6683 | -0.80277 | 1.1748e-05 | -0.0016231 | 0.054098 | 0.054119 | 0.054119 | 0.98756 | -0.32211 | 0.98756 | -0.32226 | 6.4274
132 | 0.36355 | 0.17583 | -0.36355 | -0.17608 | 1.9165e-06 | -0.00024078 | 0.011786 | 0.011789 | 0.011789 | 0.98913 | -0.29069 | 0.98912 | -0.29064 | 5.3587
133 | 0.36416 | 0.11431 | -0.36414 | -0.17621 | 1.9849e-05 | -0.061902 | 0.011139 | 0.011807 | 0.011807 | 0.98913 | -0.29069 | 0.98906 | -0.29209 | 1.4023
134 | -10.3662 | -4.4246 | 10.3826 | 4.3775 | 0.016401 | -0.047109 | 0.32894 | 0.32823 | 0.32894 | 0.98913 | -0.29069 | 0.99097 | -0.25278 | 39.0667
135 | 0.36414 | 0.17621 | -0.36414 | -0.17636 | 2.9989e-06 | -0.00014848 | 0.011807 | 0.011809 | 0.011809 | 0.98906 | -0.29209 | 0.98905 | -0.29245 | 1.4401
136 | -10.629 | -4.4334 | 10.6295 | 4.4321 | 0.00048852 | -0.0013313 | 0.33548 | 0.33546 | 0.33548 | 0.99097 | -0.25278 | 0.99102 | -0.25166 | 39.8436
137 | -10.8409 | -4.5345 | 10.8575 | 4.5574 | 0.016558 | 0.022963 | 0.3423 | 0.34228 | 0.3423 | 0.99102 | -0.25166 | 0.99309 | -0.17513 | 41.7434
138 | 0.0807 | 0.036195 | -0.0807 | -0.037493 | 4.401e-08 | -0.0012977 | 0.0025853 | 0.0026011 | 0.0026011 | 0.98756 | -0.32228 | 0.98756 | -0.32228 | 0.4077
139 | 1.6683 | 0.80277 | -1.6683 | -0.80319 | 2.9776e-06 | -0.00041119 | 0.054119 | 0.054124 | 0.054124 | 0.98756 | -0.32226 | 0.98755 | -0.32229 | 6.4281
140 | -10.8575 | -4.5574 | 10.8585 | 4.5546 | 0.0010862 | -0.0028212 | 0.34228 | 0.34224 | 0.34228 | 0.99309 | -0.17513 | 0.99321 | -0.1727 | 40.6513
141 | -1.6683 | -0.80623 | 1.6683 | 0.80319 | 2.2083e-05 | -0.0030469 | 0.054163 | 0.054124 | 0.054163 | 0.98754 | -0.32256 | 0.98755 | -0.32229 | 6.4327
142 | 1.3498 | 0.65198 | -1.3498 | -0.65204 | 2.8977e-05 | -6.4942e-05 | 0.043819 | 0.04382 | 0.04382 | 0.98754 | -0.32256 | 0.98751 | -0.32352 | 5.3439
143 | 1.211 | 0.58486 | -1.211 | -0.58572 | 6.7611e-06 | -0.00086335 | 0.039314 | 0.039325 | 0.039325 | 0.98751 | -0.32352 | 0.9875 | -0.32355 | 6.1638
144 | 0.8777 | 0.42428 | -0.87768 | -0.4243 | 1.1955e-05 | -2.3431e-05 | 0.028498 | 0.028499 | 0.028499 | 0.9875 | -0.32355 | 0.98748 | -0.32494 | 4.4184
145 | 0.87768 | 0.4243 | -0.87766 | -0.42493 | 2.9671e-05 | -0.0006281 | 0.028499 | 0.028507 | 0.028507 | 0.98748 | -0.32494 | 0.98745 | -0.32465 | 12.9577
146 | 0.48595 | 0.23522 | -0.48594 | -0.23525 | 1.5342e-05 | -3.0623e-05 | 0.015783 | 0.015784 | 0.015784 | 0.98745 | -0.32465 | 0.98741 | -0.32486 | 7.5161
147 | 0.40308 | 0.19512 | -0.40305 | -0.1952 | 2.7593e-05 | -8.7864e-05 | 0.013092 | 0.013093 | 0.013093 | 0.98741 | -0.32486 | 0.98734 | -0.32531 | 6.235
148 | -0.30629 | -0.14834 | 0.30629 | 0.14815 | 2.7582e-06 | -0.00019244 | 0.0099613 | 0.0099588 | 0.0099613 | 0.98623 | -0.35646 | 0.98625 | -0.35606 | 1.2148
149 | 0.35857 | 0.16481 | -0.35857 | -0.16632 | 1.0235e-06 | -0.0015143 | 0.011551 | 0.011569 | 0.011569 | 0.98625 | -0.35606 | 0.98624 | -0.35607 | 1.8134
150 | -0.66486 | -0.31295 | 0.66489 | 0.28607 | 3.0187e-05 | -0.026883 | 0.021509 | 0.021185 | 0.021509 | 0.98625 | -0.35606 | 0.9863 | -0.35505 | 2.5545
151 | 0.16846 | 0.078823 | -0.16846 | -0.081589 | 4.1709e-07 | -0.0027657 | 0.0054439 | 0.0054787 | 0.0054787 | 0.98624 | -0.35607 | 0.98624 | -0.35608 | 0.85873
152 | 0.19011 | 0.087496 | -0.19011 | -0.091464 | 7.5891e-07 | -0.0039681 | 0.0061255 | 0.006175 | 0.006175 | 0.98624 | -0.35607 | 0.98624 | -0.35609 | 0.96786
153 | -4.04 | -1.6398 | 4.0414 | 1.6067 | 0.0013739 | -0.033118 | 0.12761 | 0.12724 | 0.12761 | 0.9863 | -0.35505 | 0.98669 | -0.34639 | 15.1561
154 | 3.3751 | 1.3538 | -3.3751 | -1.3552 | 4.2779e-05 | -0.0014942 | 0.10644 | 0.10645 | 0.10645 | 0.9863 | -0.35505 | 0.98628 | -0.35537 | 12.6427
155 | 0.19011 | 0.091464 | -0.1901 | -0.092072 | 1.3331e-06 | -0.00060701 | 0.006175 | 0.0061827 | 0.0061827 | 0.98624 | -0.35609 | 0.98623 | -0.35603 | 2.8103
156 | 0.36479 | 0.16732 | -0.36479 | -0.1766 | 3.1801e-06 | -0.0092819 | 0.011742 | 0.011858 | 0.011858 | 0.98669 | -0.34639 | 0.98668 | -0.34657 | 1.4083
157 | -4.4062 | -1.774 | 4.4062 | 1.7727 | 6.4748e-05 | -0.0013035 | 0.13897 | 0.13895 | 0.13897 | 0.98669 | -0.34639 | 0.98671 | -0.34601 | 16.5044
158 | 3.1162 | 1.2298 | -3.1161 | -1.2318 | 4.7524e-05 | -0.0019634 | 0.098053 | 0.098075 | 0.098075 | 0.98628 | -0.35537 | 0.98627 | -0.35577 | 11.6478
159 | 0.36479 | 0.1766 | -0.36479 | -0.17668 | 1.4933e-06 | -7.2931e-05 | 0.011858 | 0.011859 | 0.011859 | 0.98668 | -0.34657 | 0.98668 | -0.34675 | 1.4462
160 | 1.7038 | 0.74991 | -1.7035 | -0.75017 | 0.00027974 | -0.0002617 | 0.054461 | 0.054469 | 0.054469 | 0.98671 | -0.34601 | 0.98649 | -0.35395 | 6.6426
161 | 2.8677 | 1.1494 | -2.8675 | -1.1601 | 0.00022094 | -0.010754 | 0.090428 | 0.090548 | 0.090548 | 0.98627 | -0.35577 | 0.98618 | -0.35772 | 10.7539
162 | 0.24838 | 0.082447 | -0.24836 | -0.1163 | 1.0497e-05 | -0.033857 | 0.0076599 | 0.0080274 | 0.0080274 | 0.98627 | -0.35577 | 0.98622 | -0.35611 | 1.2582
163 | 1.538 | 0.67002 | -1.538 | -0.6701 | 4.8259e-05 | -7.166e-05 | 0.049092 | 0.049094 | 0.049094 | 0.98649 | -0.35395 | 0.98645 | -0.35548 | 5.987
164 | -0.18271 | -0.080211 | 0.18271 | 0.076662 | 6.0743e-07 | -0.0035489 | 0.0058396 | 0.0057986 | 0.0058396 | 0.9864 | -0.35699 | 0.9864 | -0.35697 | 0.9153
165 | 1.1185 | 0.47927 | -1.1184 | -0.50642 | 8.5757e-05 | -0.02715 | 0.03561 | 0.035932 | 0.035932 | 0.98645 | -0.35548 | 0.98636 | -0.35724 | 4.2674
166 | 0.41946 | 0.19082 | -0.41945 | -0.19132 | 1.3243e-05 | -0.00049523 | 0.013486 | 0.013492 | 0.013492 | 0.98645 | -0.35548 | 0.9864 | -0.35697 | 1.6454
167 | 1.1184 | 0.50642 | -1.1184 | -0.50703 | 1.9548e-06 | -0.00061309 | 0.035932 | 0.035939 | 0.035939 | 0.98636 | -0.35724 | 0.98636 | -0.35728 | 4.2683
168 | 0.90212 | 0.40228 | -0.90204 | -0.40281 | 7.5682e-05 | -0.00053015 | 0.028908 | 0.028916 | 0.028916 | 0.98636 | -0.35728 | 0.98624 | -0.36129 | 3.5263
169 | 0.83201 | 0.36889 | -0.832 | -0.3706 | 6.1551e-06 | -0.0017107 | 0.026639 | 0.02666 | 0.02666 | 0.98624 | -0.36129 | 0.98623 | -0.36134 | 4.1786
170 | 0.832 | 0.3706 | -0.83195 | -0.38568 | 5.4679e-05 | -0.015081 | 0.02666 | 0.026843 | 0.026843 | 0.98623 | -0.36134 | 0.98617 | -0.36167 | 4.2073
171 | 0.0807 | 0.037493 | -0.080699 | -0.039085 | 5.4708e-08 | -0.0015913 | 0.0026011 | 0.002621 | 0.002621 | 0.98756 | -0.32228 | 0.98756 | -0.32228 | 0.41082
172 | 1.6377 | 0.72559 | -1.6373 | -0.78167 | 0.00038719 | -0.056077 | 0.052434 | 0.053125 | 0.053125 | 0.98618 | -0.35772 | 0.9859 | -0.36284 | 6.3094
173 | 0.20696 | 0.10006 | -0.20696 | -0.10024 | 1.1485e-06 | -0.00017744 | 0.0067291 | 0.0067314 | 0.0067314 | 0.98618 | -0.35772 | 0.98617 | -0.35797 | 0.8209
174 | 0.24836 | 0.1163 | -0.24836 | -0.12029 | 1.3065e-06 | -0.0039842 | 0.0080274 | 0.0080776 | 0.0080776 | 0.98622 | -0.35611 | 0.98622 | -0.35613 | 1.2661
175 | 1.6373 | 0.78167 | -1.6373 | -0.78423 | 1.7953e-05 | -0.0025634 | 0.053125 | 0.053157 | 0.053157 | 0.9859 | -0.36284 | 0.98589 | -0.36307 | 6.3132
176 | 1.2409 | 0.59223 | -1.2408 | -0.59256 | 0.00011274 | -0.0003277 | 0.04026 | 0.040266 | 0.040266 | 0.98589 | -0.36307 | 0.98577 | -0.36718 | 4.9105
177 | -11.0846 | -4.6641 | 11.1009 | 4.6867 | 0.016277 | 0.022609 | 0.34953 | 0.34952 | 0.34953 | 0.99321 | -0.1727 | 0.9952 | -0.099428 | 42.6257
178 | 0.17654 | 0.079443 | -0.17654 | -0.085503 | 9.9877e-07 | -0.0060602 | 0.0056693 | 0.0057444 | 0.0057444 | 0.98577 | -0.36718 | 0.98576 | -0.36721 | 0.90038
179 | 1.0642 | 0.51311 | -1.0642 | -0.51542 | 1.4067e-05 | -0.0023121 | 0.034599 | 0.034628 | 0.034628 | 0.98577 | -0.36718 | 0.98575 | -0.36723 | 5.4276
180 | -0.33527 | -0.16238 | 0.33527 | 0.15892 | 2.0729e-06 | -0.0034597 | 0.010905 | 0.010861 | 0.010905 | 0.98614 | -0.36181 | 0.98614 | -0.36179 | 1.7093
181 | -0.33527 | -0.15892 | 0.33528 | 0.14824 | 6.2953e-06 | -0.010679 | 0.010861 | 0.010731 | 0.010861 | 0.98614 | -0.36179 | 0.98616 | -0.3617 | 1.7024
182 | 0.41871 | 0.20273 | -0.41871 | -0.20279 | 6.2951e-07 | -5.8861e-05 | 0.013618 | 0.013619 | 0.013619 | 0.98616 | -0.3617 | 0.98616 | -0.36168 | 6.1903
183 | -0.75399 | -0.35097 | 0.75399 | 0.34985 | 3.3767e-06 | -0.0011254 | 0.024345 | 0.024331 | 0.024345 | 0.98616 | -0.3617 | 0.98617 | -0.36167 | 3.8159
184 | 0.077952 | 0.035831 | -0.077952 | -0.037754 | 6.1925e-08 | -0.0019231 | 0.0025114 | 0.0025354 | 0.0025354 | 0.98617 | -0.36167 | 0.98617 | -0.36168 | 0.39739
185 | 0.20467 | 0.096979 | -0.20467 | -0.099125 | 5.2005e-06 | -0.0021461 | 0.0065527 | 0.0065796 | 0.0065796 | 0.99776 | -0.046647 | 0.99774 | -0.046431 | 2.9907
186 | 11.3763 | 4.7502 | -11.361 | -4.7859 | 0.015291 | -0.035762 | 0.35668 | 0.35724 | 0.35724 | 0.99776 | -0.046647 | 0.99618 | -0.079325 | 42.4275
187 | 11.361 | 4.7859 | -11.3515 | -4.8079 | 0.0094738 | -0.022 | 0.35724 | 0.35759 | 0.35759 | 0.99618 | -0.079325 | 0.9952 | -0.099428 | 42.4686
188 | 0.25065 | 0.12126 | -0.25065 | -0.12139 | 1.2678e-06 | -0.00013795 | 0.0080766 | 0.0080784 | 0.0080784 | 0.9952 | -0.099428 | 0.9952 | -0.099655 | 0.98517
189 | 0.07095 | 0.033946 | -0.07095 | -0.034363 | 1.2319e-07 | -0.00041676 | 0.0022835 | 0.0022887 | 0.0022887 | 0.99433 | -0.034666 | 0.99432 | -0.034651 | 1.0403

## res_trafo
| p_hv_mw | q_hv_mvar | p_lv_mw | q_lv_mvar | pl_mw | ql_mvar | i_hv_ka | i_lv_ka | vm_hv_pu | va_hv_degree | vm_lv_pu | va_lv_degree | loading_percent
0 | 2.6518e-14 | 1.7507e-14 | 0.013999 | 0.0105 | 0.013999 | 0.0105 | 1.6678e-16 | 0.00050517 | 0.99997 | 149.9981 | 1 | 0 | 0.069998

## res_ext_grid
| p_mw | q_mvar
0 | 18.4571 | 7.6752

## res_load
| p_mw | q_mvar
0 | 0.09232 | 0.044713
1 | 0.057649 | 0.027921
2 | 0.063479 | 0.030744
3 | 0.12212 | 0.059144
4 | 0.08141 | 0.039429
5 | 0.1469 | 0.071147
6 | 0.06303 | 0.030527
7 | 0.16487 | 0.07985
8 | 0.097118 | 0.047037
9 | 0.1333 | 0.064558
10 | 0.061914 | 0.029987
11 | 0.11022 | 0.05338
12 | 0.061684 | 0.029875
13 | 0.14712 | 0.071255
14 | 0.1028 | 0.04979
15 | 0.14534 | 0.070392
16 | 0.065854 | 0.031895
17 | 0.13807 | 0.066873
18 | 0.072444 | 0.035086
19 | 0.1585 | 0.076767
20 | 0.15524 | 0.075185
21 | 0.14946 | 0.072388
22 | 0.070869 | 0.034323
23 | 0.095799 | 0.046398
24 | 0.10042 | 0.048638
25 | 0.10667 | 0.051665
26 | 0.15355 | 0.074367
27 | 0.091584 | 0.044356
28 | 0.31479 | 0.15246
29 | 0.070113 | 0.033957
30 | 0.2376 | 0.11508
31 | 0.10115 | 0.048987
32 | 0.092041 | 0.044577
33 | 0.15867 | 0.076848
34 | 0.21707 | 0.10513
35 | 0.37496 | 0.1816
36 | 0.0706 | 0.034193
37 | 0.2464 | 0.11934
38 | 0.18271 | 0.088488
39 | 0.12323 | 0.059682
40 | 0.10739 | 0.052013
41 | 0.40553 | 0.19641
42 | 0.18583 | 0.090002
43 | 0.088358 | 0.042794
44 | 0.098006 | 0.047467
45 | 0.2063 | 0.099917
46 | 0.12891 | 0.062433
47 | 0.093123 | 0.045101
48 | 0.12711 | 0.061563
49 | 0.28383 | 0.13747
50 | 0.34536 | 0.16727
51 | 0.19756 | 0.095684
52 | 0.3242 | 0.15702
53 | 0.10244 | 0.049614
54 | 0.16743 | 0.08109
55 | 0.16549 | 0.080153
56 | 0.081199 | 0.039326
57 | 0.34138 | 0.16534
58 | 0.10458 | 0.050651
59 | 0.19648 | 0.095159
60 | 0.36355 | 0.17608
61 | 0.21144 | 0.1024
62 | 0.36414 | 0.17636
63 | 0.15011 | 0.072701
64 | 0.34362 | 0.16642
65 | 0.31849 | 0.15425
66 | 0.13872 | 0.067187
67 | 0.33334 | 0.16144
68 | 0.3917 | 0.18971
69 | 0.082861 | 0.040132
70 | 0.40305 | 0.1952
71 | 0.30629 | 0.14834
72 | 0.16846 | 0.081589
73 | 0.25892 | 0.1254
74 | 0.37907 | 0.18359
75 | 0.1901 | 0.092072
76 | 0.36479 | 0.17668
77 | 0.16549 | 0.08015
78 | 0.23674 | 0.11466
79 | 0.2163 | 0.10476
80 | 0.070035 | 0.033919
81 | 0.080699 | 0.039085
82 | 0.20696 | 0.10024
83 | 0.24836 | 0.12029
84 | 0.39643 | 0.192
85 | 0.22603 | 0.10947
86 | 0.33527 | 0.16238
87 | 0.41871 | 0.20279
88 | 0.077952 | 0.037754
89 | 0.25065 | 0.12139
90 | 0.20467 | 0.099125
91 | 0.17654 | 0.085503
92 | 1.0642 | 0.51542
93 | 0.092222 | 0.044665
94 | 0.07095 | 0.034363

## dtypes
| element | column | dtype
0 | bus | name | object
1 | bus | vn_kv | float64
2 | bus | type | object
3 | bus | zone | object
4 | bus | in_service | bool
5 | load | name | object
6 | load | bus | uint32
7 | load | p_mw | float64
8 | load | q_mvar | float64
9 | load | const_z_percent | float64
10 | load | const_i_percent | float64
11 | load | sn_mva | float64
12 | load | scaling | float64
13 | load | in_service | bool
14 | load | type | object
15 | ext_grid | name | object
16 | ext_grid | bus | uint32
17 | ext_grid | vm_pu | float64
18 | ext_grid | va_degree | float64
19 | ext_grid | slack_weight | float64
20 | ext_grid | in_service | bool
21 | line | name | object
22 | line | std_type | object
23 | line | from_bus | uint32
24 | line | to_bus | uint32
25 | line | length_km | float64
26 | line | r_ohm_per_km | float64
27 | line | x_ohm_per_km | float64
28 | line | c_nf_per_km | float64
29 | line | g_us_per_km | float64
30 | line | max_i_ka | float64
31 | line | df | float64
32 | line | parallel | uint32
33 | line | type | object
34 | line | in_service | bool
35 | trafo | name | object
36 | trafo | std_type | object
37 | trafo | hv_bus | uint32
38 | trafo | lv_bus | uint32
39 | trafo | sn_mva | float64
40 | trafo | vn_hv_kv | float64
41 | trafo | vn_lv_kv | float64
42 | trafo | vk_percent | float64
43 | trafo | vkr_percent | float64
44 | trafo | pfe_kw | float64
45 | trafo | i0_percent | float64
46 | trafo | shift_degree | float64
47 | trafo | tap_side | object
48 | trafo | tap_neutral | int32
49 | trafo | tap_min | int32
50 | trafo | tap_max | int32
51 | trafo | tap_step_percent | float64
52 | trafo | tap_step_degree | float64
53 | trafo | tap_pos | int32
54 | trafo | tap_phase_shifter | bool
55 | trafo | parallel | uint32
56 | trafo | df | float64
57 | trafo | in_service | bool
58 | bus_geodata | x | float64
59 | bus_geodata | y | float64
60 | bus_geodata | coords | object
61 | res_bus | vm_pu | float64
62 | res_bus | va_degree | float64
63 | res_bus | p_mw | float64
64 | res_bus | q_mvar | float64
65 | res_line | p_from_mw | float64
66 | res_line | q_from_mvar | float64
67 | res_line | p_to_mw | float64
68 | res_line | q_to_mvar | float64
69 | res_line | pl_mw | float64
70 | res_line | ql_mvar | float64
71 | res_line | i_from_ka | float64
72 | res_line | i_to_ka | float64
73 | res_line | i_ka | float64
74 | res_line | vm_from_pu | float64
75 | res_line | va_from_degree | float64
76 | res_line | vm_to_pu | float64
77 | res_line | va_to_degree | float64
78 | res_line | loading_percent | float64
79 | res_trafo | p_hv_mw | float64
80 | res_trafo | q_hv_mvar | float64
81 | res_trafo | p_lv_mw | float64
82 | res_trafo | q_lv_mvar | float64
83 | res_trafo | pl_mw | float64
84 | res_trafo | ql_mvar | float64
85 | res_trafo | i_hv_ka | float64
86 | res_trafo | i_lv_ka | float64
87 | res_trafo | vm_hv_pu | float64
88 | res_trafo | va_hv_degree | float64
89 | res_trafo | vm_lv_pu | float64
90 | res_trafo | va_lv_degree | float64
91 | res_trafo | loading_percent | float64
92 | res_ext_grid | p_mw | float64
93 | res_ext_grid | q_mvar | float64
94 | res_load | p_mw | float64
95 | res_load | q_mvar | float64

## parameters
| version | format_version | converged | OPF_converged | name | f_hz | sn_mva
0 | 2.14.6 | 2.14.0 | TRUE | FALSE |  | 50 | 1