## bus
| name | vn_kv | type | zone | in_service
0 | bus_MV_47_0_node_0 | 20 | n |  | TRUE
1 | bus_MV_47_0_node_1 | 20 | n |  | TRUE
2 | bus_MV_47_0_node_125 | 20 | n |  | TRUE
3 | bus_MV_47_0_node_126 | 20 | n |  | TRUE
4 | bus_MV_47_0_node_92 | 20 | n |  | TRUE
5 | bus_MV_47_0_node_93 | 20 | n |  | TRUE
6 | bus_MV_47_0_node_2 | 20 | n |  | TRUE
7 | bus_MV_47_0_node_3 | 20 | n |  | TRUE
8 | bus_MV_47_0_node_4 | 20 | n |  | TRUE
9 | bus_MV_47_0_node_8 | 20 | n |  | TRUE
10 | bus_MV_47_0_node_10 | 20 | n |  | TRUE
11 | bus_MV_47_0_node_12 | 20 | n |  | TRUE
12 | bus_MV_47_0_node_118 | 20 | n |  | TRUE
13 | bus_MV_47_0_node_5 | 20 | n |  | TRUE
14 | bus_MV_47_0_node_24 | 20 | n |  | TRUE
15 | bus_MV_47_0_node_47 | 20 | n |  | TRUE
16 | bus_MV_47_0_node_6 | 20 | n |  | TRUE
17 | bus_MV_47_0_node_7 | 20 | n |  | TRUE
18 | bus_MV_47_0_node_9 | 20 | n |  | TRUE
19 | bus_MV_47_0_node_15 | 20 | n |  | TRUE
20 | bus_MV_47_0_node_152 | 20 | n |  | TRUE
21 | bus_MV_47_0_node_50 | 20 | n |  | TRUE
22 | bus_MV_47_0_node_46 | 20 | n |  | TRUE
23 | bus_MV_47_0_node_20 | 20 | n |  | TRUE
24 | bus_MV_47_0_node_31 | 20 | n |  | TRUE
25 | bus_MV_47_0_node_19 | 20 | n |  | TRUE
26 | bus_MV_47_0_node_29 | 20 | n |  | TRUE
27 | bus_MV_47_0_node_13 | 20 | n |  | TRUE
28 | bus_MV_47_0_node_11 | 20 | n |  | TRUE
29 | bus_MV_47_0_node_162 | 20 | n |  | TRUE
30 | bus_MV_47_0_node_22 | 20 | n |  | TRUE
31 | bus_MV_47_0_node_23 | 20 | n |  | TRUE
32 | bus_MV_47_0_node_124 | 20 | n |  | TRUE
33 | bus_MV_47_0_node_21 | 20 | n |  | TRUE
34 | bus_MV_47_0_node_48 | 20 | n |  | TRUE
35 | bus_MV_47_0_node_170 | 20 | n |  | TRUE
36 | bus_MV_47_0_node_30 | 20 | n |  | TRUE
37 | bus_MV_47_0_node_33 | 20 | n |  | TRUE
38 | bus_MV_47_0_node_151 | 20 | n |  | TRUE
39 | bus_MV_47_0_node_32 | 20 | n |  | TRUE
40 | bus_MV_47_0_node_16 | 20 | n |  | TRUE
41 | bus_MV_47_0_node_17 | 20 | n |  | TRUE
42 | bus_MV_47_0_node_14 | 20 | n |  | TRUE
43 | bus_MV_47_0_node_155 | 20 | n |  | TRUE
44 | bus_MV_47_0_node_150 | 20 | n |  | TRUE
45 | bus_MV_47_0_node_119 | 20 | n |  | TRUE
46 | bus_MV_47_0_node_34 | 20 | n |  | TRUE
47 | bus_MV_47_0_node_18 | 20 | n |  | TRUE
48 | bus_MV_47_0_node_137 | 20 | n |  | TRUE
49 | bus_MV_47_0_node_138 | 20 | n |  | TRUE
50 | bus_MV_47_0_node_120 | 20 | n |  | TRUE
51 | bus_MV_47_0_node_28 | 20 | n |  | TRUE
52 | bus_MV_47_0_node_52 | 20 | n |  | TRUE
53 | bus_MV_47_0_node_25 | 20 | n |  | TRUE
54 | bus_MV_47_0_node_26 | 20 | n |  | TRUE
55 | bus_MV_47_0_node_27 | 20 | n |  | TRUE
56 | bus_MV_47_0_node_41 | 20 | n |  | TRUE
57 | bus_MV_47_0_node_123 | 20 | n |  | TRUE
58 | bus_MV_47_0_node_40 | 20 | n |  | TRUE
59 | bus_MV_47_0_node_39 | 20 | n |  | TRUE
60 | bus_MV_47_0_node_42 | 20 | n |  | TRUE
61 | bus_MV_47_0_node_122 | 20 | n |  | TRUE
62 | bus_MV_47_0_node_45 | 20 | n |  | TRUE
63 | bus_MV_47_0_node_38 | 20 | n |  | TRUE
64 | bus_MV_47_0_node_36 | 20 | n |  | TRUE
65 | bus_MV_47_0_node_37 | 20 | n |  | TRUE
66 | bus_MV_47_0_node_142 | 20 | n |  | TRUE
67 | bus_MV_47_0_node_143 | 20 | n |  | TRUE
68 | bus_MV_47_0_node_115 | 20 | n |  | TRUE
69 | bus_MV_47_0_node_43 | 20 | n |  | TRUE
70 | bus_MV_47_0_node_44 | 20 | n |  | TRUE
71 | bus_MV_47_0_node_49 | 20 | n |  | TRUE
72 | bus_MV_47_0_node_90 | 20 | n |  | TRUE
73 | bus_MV_47_0_node_171 | 20 | n |  | TRUE
74 | bus_MV_47_0_node_158 | 20 | n |  | TRUE
75 | bus_MV_47_0_node_161 | 20 | n |  | TRUE
76 | bus_MV_47_0_node_157 | 20 | n |  | TRUE
77 | bus_MV_47_0_node_165 | 20 | n |  | TRUE
78 | bus_MV_47_0_node_51 | 20 | n |  | TRUE
79 | bus_MV_47_0_node_53 | 20 | n |  | TRUE
80 | bus_MV_47_0_node_58 | 20 | n |  | TRUE
81 | bus_MV_47_0_node_54 | 20 | n |  | TRUE
82 | bus_MV_47_0_node_55 | 20 | n |  | TRUE
83 | bus_MV_47_0_node_75 | 20 | n |  | TRUE
84 | bus_MV_47_0_node_74 | 20 | n |  | TRUE
85 | bus_MV_47_0_node_56 | 20 | n |  | TRUE
86 | bus_MV_47_0_node_59 | 20 | n |  | TRUE
87 | bus_MV_47_0_node_68 | 20 | n |  | TRUE
88 | bus_MV_47_0_node_73 | 20 | n |  | TRUE
89 | bus_MV_47_0_node_163 | 20 | n |  | TRUE
90 | bus_MV_47_0_node_147 | 20 | n |  | TRUE
91 | bus_MV_47_0_node_67 | 20 | n |  | TRUE
92 | bus_MV_47_0_node_65 | 20 | n |  | TRUE
93 | bus_MV_47_0_node_64 | 20 | n |  | TRUE
94 | bus_MV_47_0_node_69 | 20 | n |  | TRUE
95 | bus_MV_47_0_node_168 | 20 | n |  | TRUE
96 | bus_MV_47_0_node_72 | 20 | n |  | TRUE
97 | bus_MV_47_0_node_128 | 20 | n |  | TRUE
98 | bus_MV_47_0_node_146 | 20 | n |  | TRUE
99 | bus_MV_47_0_node_60 | 20 | n |  | TRUE
100 | bus_MV_47_0_node_61 | 20 | n |  | TRUE
101 | bus_MV_47_0_node_172 | 20 | n |  | TRUE
102 | bus_MV_47_0_node_63 | 20 | n |  | TRUE
103 | bus_MV_47_0_node_159 | 20 | n |  | TRUE
104 | bus_MV_47_0_node_62 | 20 | n |  | TRUE
105 | bus_MV_47_0_node_127 | 20 | n |  | TRUE
106 | bus_MV_47_0_node_66 | 20 | n |  | TRUE
107 | bus_MV_47_0_node_70 | 20 | n |  | TRUE
108 | bus_MV_47_0_node_71 | 20 | n |  | TRUE
109 | bus_MV_47_0_node_87 | 20 | n |  | TRUE
110 | bus_MV_47_0_node_78 | 20 | n |  | TRUE
111 | bus_MV_47_0_node_88 | 20 | n |  | TRUE
112 | bus_MV_47_0_node_77 | 20 | n |  | TRUE
113 | bus_MV_47_0_node_76 | 20 | n |  | TRUE
114 | bus_MV_47_0_node_79 | 20 | n |  | TRUE
115 | bus_MV_47_0_node_86 | 20 | n |  | TRUE
116 | bus_MV_47_0_node_167 | 20 | n |  | TRUE
117 | bus_MV_47_0_node_85 | 20 | n |  | TRUE
118 | bus_MV_47_0_node_80 | 20 | n |  | TRUE
119 | bus_MV_47_0_node_81 | 20 | n |  | TRUE
120 | bus_MV_47_0_node_82 | 20 | n |  | TRUE
121 | bus_MV_47_0_node_83 | 20 | n |  | TRUE
122 | bus_MV_47_0_node_84 | 20 | n |  | TRUE
123 | bus_MV_47_0_node_129 | 20 | n |  | TRUE
124 | bus_MV_47_0_node_169 | 20 | n |  | TRUE
125 | bus_MV_47_0_node_156 | 20 | n |  | TRUE
126 | bus_MV_47_0_node_91 | 20 | n |  | TRUE
127 | bus_MV_47_0_node_94 | 20 | n |  | TRUE
128 | bus_MV_47_0_node_132 | 20 | n |  | TRUE
129 | bus_MV_47_0_node_144 | 20 | n |  | TRUE
130 | bus_MV_47_0_node_131 | 20 | n |  | TRUE
131 | bus_MV_47_0_node_121 | 20 | n |  | TRUE
132 | bus_MV_47_0_node_95 | 20 | n |  | TRUE
133 | bus_MV_47_0_node_96 | 20 | n |  | TRUE
134 | bus_MV_47_0_node_97 | 20 | n |  | TRUE
135 | bus_MV_47_0_node_99 | 20 | n |  | TRUE
136 | bus_MV_47_0_node_154 | 20 | n |  | TRUE
137 | bus_MV_47_0_node_149 | 20 | n |  | TRUE
138 | bus_MV_47_0_node_98 | 20 | n |  | TRUE
139 | bus_MV_47_0_node_112 | 20 | n |  | TRUE
140 | bus_MV_47_0_node_134 | 20 | n |  | TRUE
141 | bus_MV_47_0_node_133 | 20 | n |  | TRUE
142 | bus_MV_47_0_node_100 | 20 | n |  | TRUE
143 | bus_MV_47_0_node_141 | 20 | n |  | TRUE
144 | bus_MV_47_0_node_107 | 20 | n |  | TRUE
145 | bus_MV_47_0_node_135 | 20 | n |  | TRUE
146 | bus_MV_47_0_node_136 | 20 | n |  | TRUE
147 | bus_MV_47_0_node_101 | 20 | n |  | TRUE
148 | bus_MV_47_0_node_102 | 20 | n |  | TRUE
149 | bus_MV_47_0_node_106 | 20 | n |  | TRUE
150 | bus_MV_47_0_node_108 | 20 | n |  | TRUE
151 | bus_MV_47_0_node_103 | 20 | n |  | TRUE
152 | bus_MV_47_0_node_104 | 20 | n |  | TRUE
153 | bus_MV_47_0_node_148 | 20 | n |  | TRUE
154 | bus_MV_47_0_node_116 | 20 | n |  | TRUE
155 | bus_MV_47_0_node_111 | 20 | n |  | TRUE
156 | bus_MV_47_0_node_109 | 20 | n |  | TRUE
157 | bus_MV_47_0_node_105 | 20 | n |  | TRUE
158 | bus_MV_47_0_node_166 | 20 | n |  | TRUE
159 | bus_MV_47_0_node_110 | 20 | n |  | TRUE
160 | bus_MV_47_0_node_117 | 20 | n |  | TRUE
161 | bus_MV_47_0_node_113 | 20 | n |  | TRUE
162 | bus_MV_47_0_node_145 | 20 | n |  | TRUE
163 | bus_MV_47_0_node_130 | 20 | n |  | TRUE
164 | bus_MV_47_0_node_140 | 20 | n |  | TRUE
165 | bus_MV_47_0_node_139 | 20 | n |  | TRUE
166 | bus_MV_47_0_node_160 | 20 | n |  | TRUE
167 | bus_MV_47_0_node_164 | 20 | n |  | TRUE
168 | bus_HV_47_0_node_5 | 110 | n |  | TRUE

## load
| name | bus | p_mw | q_mvar | const_z_percent | const_i_percent | sn_mva | scaling | in_service | type
0 | MV_47_0_load_0 | 0 | 0.31867 | 0.15434 | 0 | 0 |  | 1 | TRUE | wye
1 | MV_47_0_load_125 | 2 | 0.21133 | 0.10235 | 0 | 0 |  | 1 | TRUE | wye
2 | MV_47_0_load_126 | 3 | 0.093345 | 0.045209 | 0 | 0 |  | 1 | TRUE | wye
3 | MV_47_0_load_2 | 6 | 0.26614 | 0.1289 | 0 | 0 |  | 1 | TRUE | wye
4 | MV_47_0_load_118 | 12 | 0.096228 | 0.046605 | 0 | 0 |  | 1 | TRUE | wye
5 | MV_47_0_load_47 | 15 | 0.2605 | 0.12617 | 0 | 0 |  | 1 | TRUE | wye
6 | MV_47_0_load_152 | 20 | 0.33909 | 0.16423 | 0 | 0 |  | 1 | TRUE | wye
7 | MV_47_0_load_50 | 21 | 0.37635 | 0.18228 | 0 | 0 |  | 1 | TRUE | wye
8 | MV_47_0_load_46 | 22 | 0.29659 | 0.14365 | 0 | 0 |  | 1 | TRUE | wye
9 | MV_47_0_load_29 | 26 | 0.36363 | 0.17612 | 0 | 0 |  | 1 | TRUE | wye
10 | MV_47_0_load_13 | 27 | 0.27432 | 0.13286 | 0 | 0 |  | 1 | TRUE | wye
11 | MV_47_0_load_11 | 28 | 0.23245 | 0.11258 | 0 | 0 |  | 1 | TRUE | wye
12 | MV_47_0_load_162 | 29 | 0.13116 | 0.063523 | 0 | 0 |  | 1 | TRUE | wye
13 | MV_47_0_load_124 | 32 | 0.18479 | 0.0895 | 0 | 0 |  | 1 | TRUE | wye
14 | MV_47_0_load_21 | 33 | 0.2886 | 0.13978 | 0 | 0 |  | 1 | TRUE | wye
15 | MV_47_0_load_170 | 35 | 0.21775 | 0.10546 | 0 | 0 |  | 1 | TRUE | wye
16 | MV_47_0_load_151 | 38 | 0.15054 | 0.072908 | 0 | 0 |  | 1 | TRUE | wye
17 | MV_47_0_load_14 | 42 | 0.14397 | 0.069728 | 0 | 0 |  | 1 | TRUE | wye
18 | MV_47_0_load_155 | 43 | 0.21008 | 0.10175 | 0 | 0 |  | 1 | TRUE | wye
19 | MV_47_0_load_150 | 44 | 0.2879 | 0.13944 | 0 | 0 |  | 1 | TRUE | wye
20 | MV_47_0_load_119 | 45 | 0.52343 | 0.25351 | 0 | 0 |  | 1 | TRUE | wye
21 | MV_47_0_load_34 | 46 | 0.17028 | 0.082472 | 0 | 0 |  | 1 | TRUE | wye
22 | MV_47_0_load_18 | 47 | 0.23758 | 0.11506 | 0 | 0 |  | 1 | TRUE | wye
23 | MV_47_0_load_137 | 48 | 0.31298 | 0.15158 | 0 | 0 |  | 1 | TRUE | wye
24 | MV_47_0_load_25 | 53 | 0.26909 | 0.13033 | 0 | 0 |  | 1 | TRUE | wye
25 | MV_47_0_load_123 | 57 | 0.58123 | 0.2815 | 0 | 0 |  | 1 | TRUE | wye
26 | MV_47_0_load_39 | 59 | 0.2486 | 0.1204 | 0 | 0 |  | 1 | TRUE | wye
27 | MV_47_0_load_42 | 60 | 0.19081 | 0.092416 | 0 | 0 |  | 1 | TRUE | wye
28 | MV_47_0_load_122 | 61 | 0.078102 | 0.037827 | 0 | 0 |  | 1 | TRUE | wye
29 | MV_47_0_load_36 | 64 | 0.27621 | 0.13377 | 0 | 0 |  | 1 | TRUE | wye
30 | MV_47_0_load_142 | 66 | 0.71194 | 0.34481 | 0 | 0 |  | 1 | TRUE | wye
31 | MV_47_0_load_43 | 69 | 0.19889 | 0.096329 | 0 | 0 |  | 1 | TRUE | wye
32 | MV_47_0_load_49 | 71 | 0.081869 | 0.039651 | 0 | 0 |  | 1 | TRUE | wye
33 | MV_47_0_load_90 | 72 | 0.22576 | 0.10934 | 0 | 0 |  | 1 | TRUE | wye
34 | MV_47_0_load_171 | 73 | 0.10172 | 0.049268 | 0 | 0 |  | 1 | TRUE | wye
35 | MV_47_0_load_158 | 74 | 0.16675 | 0.080761 | 0 | 0 |  | 1 | TRUE | wye
36 | MV_47_0_load_51 | 78 | 0.28943 | 0.14018 | 0 | 0 |  | 1 | TRUE | wye
37 | MV_47_0_load_75 | 83 | 0.18828 | 0.091189 | 0 | 0 |  | 1 | TRUE | wye
38 | MV_47_0_load_74 | 84 | 0.25172 | 0.12192 | 0 | 0 |  | 1 | TRUE | wye
39 | MV_47_0_load_73 | 88 | 0.3285 | 0.1591 | 0 | 0 |  | 1 | TRUE | wye
40 | MV_47_0_load_163 | 89 | 0.068155 | 0.033009 | 0 | 0 |  | 1 | TRUE | wye
41 | MV_47_0_load_67 | 91 | 0.36622 | 0.17737 | 0 | 0 |  | 1 | TRUE | wye
42 | MV_47_0_load_69 | 94 | 0.38918 | 0.18849 | 0 | 0 |  | 1 | TRUE | wye
43 | MV_47_0_load_168 | 95 | 0.23597 | 0.11429 | 0 | 0 |  | 1 | TRUE | wye
44 | MV_47_0_load_72 | 96 | 0.27552 | 0.13344 | 0 | 0 |  | 1 | TRUE | wye
45 | MV_47_0_load_128 | 97 | 0.075625 | 0.036627 | 0 | 0 |  | 1 | TRUE | wye
46 | MV_47_0_load_146 | 98 | 0.40002 | 0.19374 | 0 | 0 |  | 1 | TRUE | wye
47 | MV_47_0_load_60 | 99 | 0.41151 | 0.19931 | 0 | 0 |  | 1 | TRUE | wye
48 | MV_47_0_load_172 | 101 | 0.1105 | 0.053518 | 0 | 0 |  | 1 | TRUE | wye
49 | MV_47_0_load_127 | 105 | 0.20229 | 0.097973 | 0 | 0 |  | 1 | TRUE | wye
50 | MV_47_0_load_66 | 106 | 0.29421 | 0.14249 | 0 | 0 |  | 1 | TRUE | wye
51 | MV_47_0_load_87 | 109 | 0.27449 | 0.13294 | 0 | 0 |  | 1 | TRUE | wye
52 | MV_47_0_load_76 | 113 | 0.1548 | 0.074974 | 0 | 0 |  | 1 | TRUE | wye
53 | MV_47_0_load_86 | 115 | 0.21383 | 0.10356 | 0 | 0 |  | 1 | TRUE | wye
54 | MV_47_0_load_167 | 116 | 0.26581 | 0.12874 | 0 | 0 |  | 1 | TRUE | wye
55 | MV_47_0_load_80 | 118 | 0.14249 | 0.069011 | 0 | 0 |  | 1 | TRUE | wye
56 | MV_47_0_load_129 | 123 | 0.097305 | 0.047127 | 0 | 0 |  | 1 | TRUE | wye
57 | MV_47_0_load_169 | 124 | 0.32916 | 0.15942 | 0 | 0 |  | 1 | TRUE | wye
58 | MV_47_0_load_156 | 125 | 0.2939 | 0.14234 | 0 | 0 |  | 1 | TRUE | wye
59 | MV_47_0_load_91 | 126 | 0.18818 | 0.091137 | 0 | 0 |  | 1 | TRUE | wye
60 | MV_47_0_load_132 | 128 | 0.13122 | 0.06355 | 0 | 0 |  | 1 | TRUE | wye
61 | MV_47_0_load_144 | 129 | 0.052898 | 0.02562 | 0 | 0 |  | 1 | TRUE | wye
62 | MV_47_0_load_121 | 131 | 0.083972 | 0.04067 | 0 | 0 |  | 1 | TRUE | wye
63 | MV_47_0_load_95 | 132 | 0.41368 | 0.20035 | 0 | 0 |  | 1 | TRUE | wye
64 | MV_47_0_load_154 | 136 | 0.091559 | 0.044344 | 0 | 0 |  | 1 | TRUE | wye
65 | MV_47_0_load_149 | 137 | 0.27365 | 0.13254 | 0 | 0 |  | 1 | TRUE | wye
66 | MV_47_0_load_133 | 141 | 0.33915 | 0.16426 | 0 | 0 |  | 1 | TRUE | wye
67 | MV_47_0_load_100 | 142 | 0.32497 | 0.15739 | 0 | 0 |  | 1 | TRUE | wye
68 | MV_47_0_load_141 | 143 | 0.071569 | 0.034663 | 0 | 0 |  | 1 | TRUE | wye
69 | MV_47_0_load_136 | 146 | 0.11132 | 0.053915 | 0 | 0 |  | 1 | TRUE | wye
70 | MV_47_0_load_101 | 147 | 0.26894 | 0.13025 | 0 | 0 |  | 1 | TRUE | wye
71 | MV_47_0_load_148 | 153 | 0.22141 | 0.10724 | 0 | 0 |  | 1 | TRUE | wye
72 | MV_47_0_load_116 | 154 | 0.19771 | 0.095757 | 0 | 0 |  | 1 | TRUE | wye
73 | MV_47_0_load_105 | 157 | 0.21416 | 0.10372 | 0 | 0 |  | 1 | TRUE | wye
74 | MV_47_0_load_166 | 158 | 0.25976 | 0.12581 | 0 | 0 |  | 1 | TRUE | wye
75 | MV_47_0_load_117 | 160 | 0.26373 | 0.12773 | 0 | 0 |  | 1 | TRUE | wye
76 | MV_47_0_load_113 | 161 | 0.38464 | 0.18629 | 0 | 0 |  | 1 | TRUE | wye
77 | MV_47_0_load_145 | 162 | 0.10806 | 0.052335 | 0 | 0 |  | 1 | TRUE | wye
78 | MV_47_0_load_130 | 163 | 0.069073 | 0.033454 | 0 | 0 |  | 1 | TRUE | wye
79 | MV_47_0_load_140 | 164 | 0.37089 | 0.17963 | 0 | 0 |  | 1 | TRUE | wye
80 | MV_47_0_load_139 | 165 | 0.1209 | 0.058552 | 0 | 0 |  | 1 | TRUE | wye
81 | MV_47_0_load_164 | 167 | 0.15491 | 0.075024 | 0 | 0 |  | 1 | TRUE | wye

## ext_grid
| name | bus | vm_pu | va_degree | slack_weight | in_service
0 |  | 13 | 1 | 0 | 1 | TRUE

## line
| name | std_type | from_bus | to_bus | length_km | r_ohm_per_km | x_ohm_per_km | c_nf_per_km | g_us_per_km | max_i_ka | df | parallel | type | in_service
0 | MV_47_0_line_0 |  | 0 | 1 | 0.019745 | 0.445 | 0.132 | 190 | 0 | 0.22 | 1 | 1 | cs | TRUE
1 | MV_47_0_line_1 |  | 1 | 2 | 1.7342 | 0.5939 | 0.372 | 9.5 | 0 | 0.21 | 1 | 1 | ol | TRUE
2 | MV_47_0_line_2 |  | 2 | 3 | 0.2689 | 0.5939 | 0.372 | 9.5 | 0 | 0.21 | 1 | 1 | ol | TRUE
3 | MV_47_0_line_3 |  | 2 | 4 | 0.48402 | 0.5939 | 0.372 | 9.5 | 0 | 0.21 | 1 | 1 | ol | TRUE
4 | MV_47_0_line_4 |  | 2 | 5 | 0.57776 | 0.5939 | 0.372 | 9.5 | 0 | 0.21 | 1 | 1 | ol | TRUE
5 | MV_47_0_line_5 |  | 4 | 126 | 0.15424 | 0.445 | 0.132 | 190 | 0 | 0.22 | 1 | 1 | cs | TRUE
6 | MV_47_0_line_6 |  | 5 | 127 | 1.0032 | 0.445 | 0.132 | 190 | 0 | 0.22 | 1 | 1 | cs | TRUE
7 | MV_47_0_line_7 |  | 5 | 128 | 0.030839 | 0.445 | 0.132 | 190 | 0 | 0.22 | 1 | 1 | cs | TRUE
8 | MV_47_0_line_8 |  | 6 | 7 | 0.027368 | 0.445 | 0.132 | 190 | 0 | 0.22 | 1 | 1 | cs | TRUE
9 | MV_47_0_line_9 |  | 7 | 8 | 0.12365 | 0.445 | 0.132 | 190 | 0 | 0.22 | 1 | 1 | cs | TRUE
10 | MV_47_0_line_10 |  | 8 | 9 | 0.53209 | 0.445 | 0.132 | 190 | 0 | 0.22 | 1 | 1 | cs | TRUE
11 | MV_47_0_line_11 |  | 8 | 10 | 0.49698 | 0.445 | 0.132 | 190 | 0 | 0.22 | 1 | 1 | cs | TRUE
12 | MV_47_0_line_12 |  | 8 | 11 | 0.12724 | 0.445 | 0.132 | 190 | 0 | 0.22 | 1 | 1 | cs | TRUE
13 | MV_47_0_line_13 |  | 8 | 12 | 0.05646 | 0.445 | 0.132 | 190 | 0 | 0.22 | 1 | 1 | cs | TRUE
14 | MV_47_0_line_14 |  | 9 | 22 | 0.083988 | 0.5939 | 0.372 | 9.5 | 0 | 0.21 | 1 | 1 | ol | TRUE
15 | MV_47_0_line_15 |  | 9 | 13 | 0.16147 | 0.103 | 0.058 | 500 | 0 | 0.638 | 1 | 1 | cs | TRUE
16 | MV_47_0_line_16 |  | 9 | 17 | 0.57106 | 0.103 | 0.058 | 500 | 0 | 0.638 | 1 | 1 | cs | TRUE
17 | MV_47_0_line_17 |  | 10 | 27 | 0.043972 | 0.445 | 0.132 | 190 | 0 | 0.22 | 1 | 1 | cs | TRUE
18 | MV_47_0_line_18 |  | 11 | 28 | 0.024739 | 0.5939 | 0.372 | 9.5 | 0 | 0.21 | 1 | 1 | ol | TRUE
19 | MV_47_0_line_19 |  | 13 | 14 | 0.56025 | 0.103 | 0.058 | 500 | 0 | 0.638 | 1 | 1 | cs | TRUE
20 | MV_47_0_line_20 |  | 13 | 15 | 0.008221 | 0.445 | 0.132 | 190 | 0 | 0.22 | 1 | 1 | cs | TRUE
21 | MV_47_0_line_21 |  | 14 | 29 | 0.084522 | 0.103 | 0.058 | 500 | 0 | 0.638 | 1 | 1 | cs | TRUE
22 | MV_47_0_line_22 |  | 14 | 30 | 0.2198 | 0.161 | 0.117 | 273 | 0 | 0.362 | 1 | 1 | cs | TRUE
23 | MV_47_0_line_23 |  | 15 | 34 | 0.050285 | 0.445 | 0.132 | 190 | 0 | 0.22 | 1 | 1 | cs | TRUE
24 | MV_47_0_line_24 |  | 16 | 17 | 0.46195 | 0.122 | 0.112 | 304 | 0 | 0.421 | 1 | 1 | cs | TRUE
25 | MV_47_0_line_25 |  | 16 | 18 | 0.58605 | 0.445 | 0.132 | 190 | 0 | 0.22 | 1 | 1 | cs | TRUE
26 | MV_47_0_line_26 |  | 16 | 19 | 0.7583 | 0.445 | 0.132 | 190 | 0 | 0.22 | 1 | 1 | cs | TRUE
27 | MV_47_0_line_27 |  | 16 | 20 | 0.02685 | 0.445 | 0.132 | 190 | 0 | 0.22 | 1 | 1 | cs | TRUE
28 | MV_47_0_line_28 |  | 17 | 21 | 0.068964 | 0.5939 | 0.372 | 9.5 | 0 | 0.21 | 1 | 1 | ol | TRUE
29 | MV_47_0_line_29 |  | 18 | 23 | 0.18566 | 0.445 | 0.132 | 190 | 0 | 0.22 | 1 | 1 | cs | TRUE
30 | MV_47_0_line_30 |  | 18 | 24 | 0.73967 | 0.445 | 0.132 | 190 | 0 | 0.22 | 1 | 1 | cs | TRUE
31 | MV_47_0_line_31 |  | 18 | 25 | 0.20367 | 0.445 | 0.132 | 190 | 0 | 0.22 | 1 | 1 | cs | TRUE
32 | MV_47_0_line_32 |  | 18 | 26 | 0.066234 | 0.445 | 0.132 | 190 | 0 | 0.22 | 1 | 1 | cs | TRUE
33 | MV_47_0_line_33 |  | 19 | 40 | 0.42906 | 0.445 | 0.132 | 190 | 0 | 0.22 | 1 | 1 | cs | TRUE
34 | MV_47_0_line_34 |  | 19 | 41 | 0.64012 | 0.445 | 0.132 | 190 | 0 | 0.22 | 1 | 1 | cs | TRUE
35 | MV_47_0_line_35 |  | 19 | 42 | 0.035808 | 0.5939 | 0.372 | 9.5 | 0 | 0.21 | 1 | 1 | ol | TRUE
36 | MV_47_0_line_36 |  | 23 | 45 | 0.031679 | 0.445 | 0.132 | 190 | 0 | 0.22 | 1 | 1 | cs | TRUE
37 | MV_47_0_line_37 |  | 24 | 35 | 0.028639 | 0.445 | 0.132 | 190 | 0 | 0.22 | 1 | 1 | cs | TRUE
38 | MV_47_0_line_38 |  | 24 | 36 | 0.14862 | 0.445 | 0.132 | 190 | 0 | 0.22 | 1 | 1 | cs | TRUE
39 | MV_47_0_line_39 |  | 25 | 47 | 0.043789 | 0.445 | 0.132 | 190 | 0 | 0.22 | 1 | 1 | cs | TRUE
40 | MV_47_0_line_40 |  | 29 | 52 | 1.2312 | 0.119 | 0.32 | 11 | 0 | 0.645 | 1 | 1 | ol | TRUE
41 | MV_47_0_line_41 |  | 30 | 33 | 0.023618 | 0.445 | 0.132 | 190 | 0 | 0.22 | 1 | 1 | cs | TRUE
42 | MV_47_0_line_42 |  | 30 | 31 | 0.20441 | 0.445 | 0.132 | 190 | 0 | 0.22 | 1 | 1 | cs | TRUE
43 | MV_47_0_line_43 |  | 31 | 32 | 0.082486 | 0.445 | 0.132 | 190 | 0 | 0.22 | 1 | 1 | cs | TRUE
44 | MV_47_0_line_44 |  | 32 | 51 | 0.00845 | 0.445 | 0.132 | 190 | 0 | 0.22 | 1 | 1 | cs | TRUE
45 | MV_47_0_line_45 |  | 34 | 71 | 0.017672 | 0.445 | 0.132 | 190 | 0 | 0.22 | 1 | 1 | cs | TRUE
46 | MV_47_0_line_46 |  | 35 | 62 | 0.11604 | 0.5939 | 0.372 | 9.5 | 0 | 0.21 | 1 | 1 | ol | TRUE
47 | MV_47_0_line_47 |  | 36 | 44 | 0.008352 | 0.445 | 0.132 | 190 | 0 | 0.22 | 1 | 1 | cs | TRUE
48 | MV_47_0_line_48 |  | 36 | 37 | 0.23627 | 0.445 | 0.132 | 190 | 0 | 0.22 | 1 | 1 | cs | TRUE
49 | MV_47_0_line_49 |  | 37 | 38 | 0.02818 | 0.445 | 0.132 | 190 | 0 | 0.22 | 1 | 1 | cs | TRUE
50 | MV_47_0_line_50 |  | 37 | 39 | 0.6165 | 0.445 | 0.132 | 190 | 0 | 0.22 | 1 | 1 | cs | TRUE
51 | MV_47_0_line_51 |  | 38 | 63 | 0.037935 | 0.445 | 0.132 | 190 | 0 | 0.22 | 1 | 1 | cs | TRUE
52 | MV_47_0_line_52 |  | 39 | 46 | 0.030402 | 0.5939 | 0.372 | 9.5 | 0 | 0.21 | 1 | 1 | ol | TRUE
53 | MV_47_0_line_53 |  | 40 | 43 | 0.019282 | 0.5939 | 0.372 | 9.5 | 0 | 0.21 | 1 | 1 | ol | TRUE
54 | MV_47_0_line_54 |  | 41 | 48 | 0.02996 | 0.445 | 0.132 | 190 | 0 | 0.22 | 1 | 1 | cs | TRUE
55 | MV_47_0_line_55 |  | 45 | 50 | 0.085675 | 0.445 | 0.132 | 190 | 0 | 0.22 | 1 | 1 | cs | TRUE
56 | MV_47_0_line_56 |  | 48 | 49 | 0.15218 | 0.5939 | 0.372 | 9.5 | 0 | 0.21 | 1 | 1 | ol | TRUE
57 | MV_47_0_line_57 |  | 49 | 165 | 0.060266 | 0.445 | 0.132 | 190 | 0 | 0.22 | 1 | 1 | cs | TRUE
58 | MV_47_0_line_58 |  | 50 | 131 | 0.034732 | 0.445 | 0.132 | 190 | 0 | 0.22 | 1 | 1 | cs | TRUE
59 | MV_47_0_line_59 |  | 50 | 129 | 0.44343 | 0.5939 | 0.372 | 9.5 | 0 | 0.21 | 1 | 1 | ol | TRUE
60 | MV_47_0_line_60 |  | 51 | 54 | 0.22507 | 0.445 | 0.132 | 190 | 0 | 0.22 | 1 | 1 | cs | TRUE
61 | MV_47_0_line_61 |  | 52 | 78 | 0.033608 | 0.103 | 0.058 | 500 | 0 | 0.638 | 1 | 1 | cs | TRUE
62 | MV_47_0_line_62 |  | 53 | 54 | 0.049094 | 0.5939 | 0.372 | 9.5 | 0 | 0.21 | 1 | 1 | ol | TRUE
63 | MV_47_0_line_63 |  | 54 | 55 | 0.12829 | 0.445 | 0.132 | 190 | 0 | 0.22 | 1 | 1 | cs | TRUE
64 | MV_47_0_line_64 |  | 55 | 56 | 0.11625 | 0.445 | 0.132 | 190 | 0 | 0.22 | 1 | 1 | cs | TRUE
65 | MV_47_0_line_65 |  | 55 | 57 | 0.2314 | 0.445 | 0.132 | 190 | 0 | 0.22 | 1 | 1 | cs | TRUE
66 | MV_47_0_line_66 |  | 56 | 60 | 0.049986 | 0.5939 | 0.372 | 9.5 | 0 | 0.21 | 1 | 1 | ol | TRUE
67 | MV_47_0_line_67 |  | 56 | 58 | 0.42362 | 0.445 | 0.132 | 190 | 0 | 0.22 | 1 | 1 | cs | TRUE
68 | MV_47_0_line_68 |  | 57 | 61 | 0.20133 | 0.445 | 0.132 | 190 | 0 | 0.22 | 1 | 1 | cs | TRUE
69 | MV_47_0_line_69 |  | 58 | 59 | 0.1915 | 0.5939 | 0.372 | 9.5 | 0 | 0.21 | 1 | 1 | ol | TRUE
70 | MV_47_0_line_70 |  | 60 | 66 | 0.45225 | 0.5939 | 0.372 | 9.5 | 0 | 0.21 | 1 | 1 | ol | TRUE
71 | MV_47_0_line_71 |  | 62 | 70 | 0.2726 | 0.445 | 0.132 | 190 | 0 | 0.22 | 1 | 1 | cs | TRUE
72 | MV_47_0_line_72 |  | 63 | 65 | 0.21971 | 0.445 | 0.132 | 190 | 0 | 0.22 | 1 | 1 | cs | TRUE
73 | MV_47_0_line_73 |  | 64 | 65 | 0.21688 | 0.5939 | 0.372 | 9.5 | 0 | 0.21 | 1 | 1 | ol | TRUE
74 | MV_47_0_line_74 |  | 66 | 67 | 0.0036006 | 0.445 | 0.132 | 190 | 0 | 0.22 | 1 | 1 | cs | TRUE
75 | MV_47_0_line_75 |  | 67 | 68 | 0.19954 | 0.445 | 0.132 | 190 | 0 | 0.22 | 1 | 1 | cs | TRUE
76 | MV_47_0_line_76 |  | 68 | 162 | 0.073333 | 0.5939 | 0.372 | 9.5 | 0 | 0.21 | 1 | 1 | ol | TRUE
77 | MV_47_0_line_77 |  | 69 | 70 | 0.08202 | 0.445 | 0.132 | 190 | 0 | 0.22 | 1 | 1 | cs | TRUE
78 | MV_47_0_line_78 |  | 72 | 73 | 0.37123 | 0.5939 | 0.372 | 9.5 | 0 | 0.21 | 1 | 1 | ol | TRUE
79 | MV_47_0_line_79 |  | 73 | 77 | 0.039825 | 0.445 | 0.132 | 190 | 0 | 0.22 | 1 | 1 | cs | TRUE
80 | MV_47_0_line_80 |  | 74 | 75 | 0.018335 | 0.445 | 0.132 | 190 | 0 | 0.22 | 1 | 1 | cs | TRUE
81 | MV_47_0_line_81 |  | 74 | 76 | 0.049793 | 0.445 | 0.132 | 190 | 0 | 0.22 | 1 | 1 | cs | TRUE
82 | MV_47_0_line_82 |  | 75 | 77 | 0.13527 | 0.445 | 0.132 | 190 | 0 | 0.22 | 1 | 1 | cs | TRUE
83 | MV_47_0_line_83 |  | 76 | 103 | 0.17356 | 0.445 | 0.132 | 190 | 0 | 0.22 | 1 | 1 | cs | TRUE
84 | MV_47_0_line_84 |  | 76 | 166 | 0.018698 | 0.445 | 0.132 | 190 | 0 | 0.22 | 1 | 1 | cs | TRUE
85 | MV_47_0_line_85 |  | 78 | 79 | 0.044842 | 0.103 | 0.058 | 500 | 0 | 0.638 | 1 | 1 | cs | TRUE
86 | MV_47_0_line_86 |  | 79 | 80 | 0.19638 | 0.103 | 0.058 | 500 | 0 | 0.638 | 1 | 1 | cs | TRUE
87 | MV_47_0_line_87 |  | 80 | 89 | 0.061685 | 0.103 | 0.058 | 500 | 0 | 0.638 | 1 | 1 | cs | TRUE
88 | MV_47_0_line_88 |  | 80 | 90 | 0.0068211 | 0.445 | 0.132 | 190 | 0 | 0.22 | 1 | 1 | cs | TRUE
89 | MV_47_0_line_89 |  | 80 | 82 | 0.1811 | 0.103 | 0.058 | 500 | 0 | 0.638 | 1 | 1 | cs | TRUE
90 | MV_47_0_line_90 |  | 81 | 82 | 0.093149 | 0.103 | 0.058 | 500 | 0 | 0.638 | 1 | 1 | cs | TRUE
91 | MV_47_0_line_91 |  | 81 | 83 | 0.02499 | 0.103 | 0.058 | 500 | 0 | 0.638 | 1 | 1 | cs | TRUE
92 | MV_47_0_line_92 |  | 82 | 84 | 0.011635 | 0.445 | 0.132 | 190 | 0 | 0.22 | 1 | 1 | cs | TRUE
93 | MV_47_0_line_93 |  | 83 | 92 | 0.052706 | 0.119 | 0.32 | 11 | 0 | 0.645 | 1 | 1 | ol | TRUE
94 | MV_47_0_line_94 |  | 84 | 93 | 0.15963 | 0.5939 | 0.372 | 9.5 | 0 | 0.21 | 1 | 1 | ol | TRUE
95 | MV_47_0_line_95 |  | 85 | 86 | 0.23208 | 0.445 | 0.132 | 190 | 0 | 0.22 | 1 | 1 | cs | TRUE
96 | MV_47_0_line_96 |  | 85 | 87 | 0.59153 | 0.445 | 0.132 | 190 | 0 | 0.22 | 1 | 1 | cs | TRUE
97 | MV_47_0_line_97 |  | 85 | 88 | 0.051076 | 0.445 | 0.132 | 190 | 0 | 0.22 | 1 | 1 | cs | TRUE
98 | MV_47_0_line_98 |  | 86 | 91 | 0.0604 | 0.445 | 0.132 | 190 | 0 | 0.22 | 1 | 1 | cs | TRUE
99 | MV_47_0_line_99 |  | 87 | 94 | 0.077116 | 0.119 | 0.32 | 11 | 0 | 0.645 | 1 | 1 | ol | TRUE
100 | MV_47_0_line_100 |  | 87 | 95 | 0.19009 | 0.119 | 0.32 | 11 | 0 | 0.645 | 1 | 1 | ol | TRUE
101 | MV_47_0_line_101 |  | 90 | 98 | 0.048785 | 0.5939 | 0.372 | 9.5 | 0 | 0.21 | 1 | 1 | ol | TRUE
102 | MV_47_0_line_102 |  | 92 | 104 | 0.40811 | 0.103 | 0.058 | 500 | 0 | 0.638 | 1 | 1 | cs | TRUE
103 | MV_47_0_line_103 |  | 93 | 106 | 0.056177 | 0.445 | 0.132 | 190 | 0 | 0.22 | 1 | 1 | cs | TRUE
104 | MV_47_0_line_104 |  | 94 | 107 | 0.03932 | 0.103 | 0.058 | 500 | 0 | 0.638 | 1 | 1 | cs | TRUE
105 | MV_47_0_line_105 |  | 95 | 102 | 0.2359 | 0.119 | 0.32 | 11 | 0 | 0.645 | 1 | 1 | ol | TRUE
106 | MV_47_0_line_106 |  | 96 | 97 | 0.18809 | 0.5939 | 0.372 | 9.5 | 0 | 0.21 | 1 | 1 | ol | TRUE
107 | MV_47_0_line_107 |  | 97 | 104 | 0.019886 | 0.445 | 0.132 | 190 | 0 | 0.22 | 1 | 1 | cs | TRUE
108 | MV_47_0_line_108 |  | 99 | 100 | 0.074467 | 0.445 | 0.132 | 190 | 0 | 0.22 | 1 | 1 | cs | TRUE
109 | MV_47_0_line_109 |  | 99 | 101 | 0.17828 | 0.5939 | 0.372 | 9.5 | 0 | 0.21 | 1 | 1 | ol | TRUE
110 | MV_47_0_line_110 |  | 100 | 102 | 0.26764 | 0.161 | 0.117 | 273 | 0 | 0.362 | 1 | 1 | cs | TRUE
111 | MV_47_0_line_111 |  | 101 | 103 | 0.011062 | 0.445 | 0.132 | 190 | 0 | 0.22 | 1 | 1 | cs | TRUE
112 | MV_47_0_line_112 |  | 102 | 105 | 0.027952 | 0.445 | 0.132 | 190 | 0 | 0.22 | 1 | 1 | cs | TRUE
113 | MV_47_0_line_113 |  | 102 | 104 | 0.15811 | 0.103 | 0.058 | 500 | 0 | 0.638 | 1 | 1 | cs | TRUE
114 | MV_47_0_line_114 |  | 107 | 108 | 0.14388 | 0.103 | 0.058 | 500 | 0 | 0.638 | 1 | 1 | cs | TRUE
115 | MV_47_0_line_115 |  | 108 | 109 | 0.061234 | 0.103 | 0.058 | 500 | 0 | 0.638 | 1 | 1 | cs | TRUE
116 | MV_47_0_line_116 |  | 109 | 110 | 0.030034 | 0.119 | 0.32 | 11 | 0 | 0.645 | 1 | 1 | ol | TRUE
117 | MV_47_0_line_117 |  | 110 | 111 | 0.47557 | 0.103 | 0.058 | 500 | 0 | 0.638 | 1 | 1 | cs | TRUE
118 | MV_47_0_line_118 |  | 110 | 112 | 0.25868 | 0.103 | 0.058 | 500 | 0 | 0.638 | 1 | 1 | cs | TRUE
119 | MV_47_0_line_119 |  | 111 | 116 | 0.070827 | 0.5939 | 0.372 | 9.5 | 0 | 0.21 | 1 | 1 | ol | TRUE
120 | MV_47_0_line_120 |  | 112 | 114 | 0.64901 | 0.122 | 0.112 | 304 | 0 | 0.421 | 1 | 1 | cs | TRUE
121 | MV_47_0_line_121 |  | 112 | 113 | 0.056712 | 0.5939 | 0.372 | 9.5 | 0 | 0.21 | 1 | 1 | ol | TRUE
122 | MV_47_0_line_122 |  | 114 | 115 | 0.051258 | 0.445 | 0.132 | 190 | 0 | 0.22 | 1 | 1 | cs | TRUE
123 | MV_47_0_line_123 |  | 115 | 117 | 0.046829 | 0.445 | 0.132 | 190 | 0 | 0.22 | 1 | 1 | cs | TRUE
124 | MV_47_0_line_124 |  | 117 | 120 | 0.54847 | 0.445 | 0.132 | 190 | 0 | 0.22 | 1 | 1 | cs | TRUE
125 | MV_47_0_line_125 |  | 118 | 119 | 0.03503 | 0.5939 | 0.372 | 9.5 | 0 | 0.21 | 1 | 1 | ol | TRUE
126 | MV_47_0_line_126 |  | 119 | 120 | 0.094443 | 0.445 | 0.132 | 190 | 0 | 0.22 | 1 | 1 | cs | TRUE
127 | MV_47_0_line_127 |  | 119 | 121 | 0.66116 | 0.445 | 0.132 | 190 | 0 | 0.22 | 1 | 1 | cs | TRUE
128 | MV_47_0_line_128 |  | 119 | 122 | 0.51799 | 0.445 | 0.132 | 190 | 0 | 0.22 | 1 | 1 | cs | TRUE
129 | MV_47_0_line_129 |  | 120 | 123 | 0.02462 | 0.445 | 0.132 | 190 | 0 | 0.22 | 1 | 1 | cs | TRUE
130 | MV_47_0_line_130 |  | 121 | 124 | 0.021248 | 0.445 | 0.132 | 190 | 0 | 0.22 | 1 | 1 | cs | TRUE
131 | MV_47_0_line_131 |  | 122 | 125 | 0.15088 | 0.5939 | 0.372 | 9.5 | 0 | 0.21 | 1 | 1 | ol | TRUE
132 | MV_47_0_line_132 |  | 127 | 129 | 0.009991 | 0.445 | 0.132 | 190 | 0 | 0.22 | 1 | 1 | cs | TRUE
133 | MV_47_0_line_133 |  | 128 | 130 | 0.29096 | 0.445 | 0.132 | 190 | 0 | 0.22 | 1 | 1 | cs | TRUE
134 | MV_47_0_line_134 |  | 130 | 136 | 0.80429 | 0.5939 | 0.372 | 9.5 | 0 | 0.21 | 1 | 1 | ol | TRUE
135 | MV_47_0_line_135 |  | 130 | 163 | 0.13202 | 0.445 | 0.132 | 190 | 0 | 0.22 | 1 | 1 | cs | TRUE
136 | MV_47_0_line_136 |  | 132 | 133 | 0.071158 | 0.445 | 0.132 | 190 | 0 | 0.22 | 1 | 1 | cs | TRUE
137 | MV_47_0_line_137 |  | 133 | 134 | 0.50325 | 0.445 | 0.132 | 190 | 0 | 0.22 | 1 | 1 | cs | TRUE
138 | MV_47_0_line_138 |  | 133 | 135 | 0.30563 | 0.445 | 0.132 | 190 | 0 | 0.22 | 1 | 1 | cs | TRUE
139 | MV_47_0_line_139 |  | 134 | 137 | 0.006663 | 0.445 | 0.132 | 190 | 0 | 0.22 | 1 | 1 | cs | TRUE
140 | MV_47_0_line_140 |  | 134 | 138 | 0.22201 | 0.445 | 0.132 | 190 | 0 | 0.22 | 1 | 1 | cs | TRUE
141 | MV_47_0_line_141 |  | 134 | 139 | 0.27158 | 0.445 | 0.132 | 190 | 0 | 0.22 | 1 | 1 | cs | TRUE
142 | MV_47_0_line_142 |  | 135 | 142 | 0.044092 | 0.445 | 0.132 | 190 | 0 | 0.22 | 1 | 1 | cs | TRUE
143 | MV_47_0_line_143 |  | 138 | 140 | 0.032118 | 0.445 | 0.132 | 190 | 0 | 0.22 | 1 | 1 | cs | TRUE
144 | MV_47_0_line_144 |  | 138 | 141 | 0.087992 | 0.445 | 0.132 | 190 | 0 | 0.22 | 1 | 1 | cs | TRUE
145 | MV_47_0_line_145 |  | 139 | 143 | 0.071866 | 0.445 | 0.132 | 190 | 0 | 0.22 | 1 | 1 | cs | TRUE
146 | MV_47_0_line_146 |  | 139 | 144 | 0.43772 | 0.445 | 0.132 | 190 | 0 | 0.22 | 1 | 1 | cs | TRUE
147 | MV_47_0_line_147 |  | 140 | 145 | 0.13265 | 0.445 | 0.132 | 190 | 0 | 0.22 | 1 | 1 | cs | TRUE
148 | MV_47_0_line_148 |  | 140 | 146 | 0.04575 | 0.445 | 0.132 | 190 | 0 | 0.22 | 1 | 1 | cs | TRUE
149 | MV_47_0_line_149 |  | 144 | 157 | 0.066508 | 0.445 | 0.132 | 190 | 0 | 0.22 | 1 | 1 | cs | TRUE
150 | MV_47_0_line_150 |  | 145 | 164 | 0.019607 | 0.5939 | 0.372 | 9.5 | 0 | 0.21 | 1 | 1 | ol | TRUE
151 | MV_47_0_line_151 |  | 147 | 148 | 0.056784 | 0.445 | 0.132 | 190 | 0 | 0.22 | 1 | 1 | cs | TRUE
152 | MV_47_0_line_152 |  | 148 | 149 | 0.36141 | 0.5939 | 0.372 | 9.5 | 0 | 0.21 | 1 | 1 | ol | TRUE
153 | MV_47_0_line_153 |  | 149 | 150 | 0.58328 | 0.445 | 0.132 | 190 | 0 | 0.22 | 1 | 1 | cs | TRUE
154 | MV_47_0_line_154 |  | 150 | 156 | 0.48519 | 0.445 | 0.132 | 190 | 0 | 0.22 | 1 | 1 | cs | TRUE
155 | MV_47_0_line_155 |  | 150 | 158 | 0.041937 | 0.5939 | 0.372 | 9.5 | 0 | 0.21 | 1 | 1 | ol | TRUE
156 | MV_47_0_line_156 |  | 151 | 152 | 0.10435 | 0.445 | 0.132 | 190 | 0 | 0.22 | 1 | 1 | cs | TRUE
157 | MV_47_0_line_157 |  | 151 | 153 | 0.008373 | 0.445 | 0.132 | 190 | 0 | 0.22 | 1 | 1 | cs | TRUE
158 | MV_47_0_line_158 |  | 152 | 154 | 0.00658 | 0.445 | 0.132 | 190 | 0 | 0.22 | 1 | 1 | cs | TRUE
159 | MV_47_0_line_159 |  | 154 | 155 | 0.045397 | 0.5939 | 0.372 | 9.5 | 0 | 0.21 | 1 | 1 | ol | TRUE
160 | MV_47_0_line_160 |  | 155 | 156 | 0.49084 | 0.445 | 0.132 | 190 | 0 | 0.22 | 1 | 1 | cs | TRUE
161 | MV_47_0_line_161 |  | 156 | 159 | 0.4075 | 0.445 | 0.132 | 190 | 0 | 0.22 | 1 | 1 | cs | TRUE
162 | MV_47_0_line_162 |  | 156 | 160 | 0.10843 | 0.5939 | 0.372 | 9.5 | 0 | 0.21 | 1 | 1 | ol | TRUE
163 | MV_47_0_line_163 |  | 159 | 161 | 0.012368 | 0.445 | 0.132 | 190 | 0 | 0.22 | 1 | 1 | cs | TRUE
164 | MV_47_0_line_164 |  | 160 | 162 | 0.5243 | 0.5939 | 0.372 | 9.5 | 0 | 0.21 | 1 | 1 | ol | TRUE
165 | MV_47_0_line_165 |  | 164 | 165 | 0.13328 | 0.5939 | 0.372 | 9.5 | 0 | 0.21 | 1 | 1 | ol | TRUE
166 | MV_47_0_line_166 |  | 166 | 167 | 0.00428 | 0.445 | 0.132 | 190 | 0 | 0.22 | 1 | 1 | cs | TRUE

## trafo
| name | std_type | hv_bus | lv_bus | sn_mva | vn_hv_kv | vn_lv_kv | vk_percent | vkr_percent | pfe_kw | i0_percent | shift_degree | tap_side | tap_neutral | tap_min | tap_max | tap_step_percent | tap_step_degree | tap_pos | tap_phase_shifter | parallel | df | in_service
0 | MV_47_0_trafo_5 | 25 MVA 110/20 kV | 168 | 13 | 25 | 110 | 20 | 12 | 0.41 | 14 | 0.07 | 150 | hv | 0 | -9 | 9 | 1.5 | 0 | 0 | FALSE | 1 | 1 | TRUE

## bus_geodata
| x | y | coords
0 | 2751678.8193 | 1257734.2896
1 | 2751659.5988 | 1257738.0564
2 | 2751728.8734 | 1259470.863
3 | 2751940.5098 | 1259636.7536
4 | 2751297.62 | 1259690.6364
5 | 2751364.0163 | 1259918.8399
6 | 2752915.5612 | 1260750.5598
7 | 2752940.7714 | 1260739.9075
8 | 2753030.8036 | 1260747.0982
9 | 2753335.1297 | 1260604.2327
10 | 2753273.8931 | 1260853.1863
11 | 2753103.8049 | 1260799.8955
12 | 2753087.2307 | 1260745.1783
13 | 2753490.9634 | 1260620.9232
14 | 2753620.6945 | 1260904.1319
15 | 2753491.4329 | 1260612.716
16 | 2752862.9078 | 1260428.3482
17 | 2753074.0906 | 1260372.3956
18 | 2752556.3055 | 1260418.2252
19 | 2752611.3242 | 1260848.6105
20 | 2752849.3229 | 1260405.185
21 | 2753015.928 | 1260409.4509
22 | 2753300.8565 | 1260527.5561
23 | 2752384.2916 | 1260431.3283
24 | 2752917.4378 | 1260103.4523
25 | 2752582.5901 | 1260555.8859
26 | 2752540.967 | 1260355.1441
27 | 2753246.5855 | 1260886.8241
28 | 2753107.0831 | 1260824.4162
29 | 2753688.3051 | 1260916.9229
30 | 2753495.7862 | 1260926.7908
31 | 2753588.8981 | 1261102.8965
32 | 2753518.7746 | 1261140.4812
33 | 2753476.6502 | 1260940.7085
34 | 2753494.3274 | 1260562.5182
35 | 2752946.0615 | 1260105.8611
36 | 2752785.4495 | 1260107.1801
37 | 2752812.185 | 1259942.5382
38 | 2752822.874 | 1259916.4547
39 | 2752492.8023 | 1259703.6152
40 | 2752514.349 | 1260681.8644
41 | 2752352.458 | 1261241.5347
42 | 2752627.1125 | 1260880.7501
43 | 2752499.348 | 1260693.9788
44 | 2752786.911 | 1260115.4038
45 | 2752357.3465 | 1260415.0345
46 | 2752479.3043 | 1259676.3734
47 | 2752624.6489 | 1260568.5055
48 | 2752330.9152 | 1261262.401
49 | 2752336.3141 | 1261414.4822
50 | 2752279.8289 | 1260379.3646
51 | 2753511.3992 | 1261144.6052
52 | 2754893.0343 | 1260662.7692
53 | 2753448.4608 | 1261243.2278
54 | 2753405.554 | 1261219.3688
55 | 2753374.6655 | 1261322.4611
56 | 2753362.5242 | 1261433.848
57 | 2753236.8726 | 1261354.6194
58 | 2753049.5862 | 1261412.7228
59 | 2752891.7119 | 1261304.3313
60 | 2753351.106 | 1261482.5124
61 | 2753243.9207 | 1261208.3545
62 | 2753061.7233 | 1260115.2612
63 | 2752836.1754 | 1259880.9181
64 | 2753069.6331 | 1259545.5816
65 | 2752891.3945 | 1259669.1427
66 | 2753195.3595 | 1261907.0972
67 | 2753198.4097 | 1261909.0104
68 | 2753187.986 | 1262048.5151
69 | 2753224.8264 | 1259999.5101
70 | 2753167.4686 | 1259940.7105
71 | 2753493.2088 | 1260544.9047
72 | 2754868.3423 | 1259554.7097
73 | 2754964.5899 | 1259913.2483
74 | 2754938.7418 | 1260014.6743
75 | 2754947.5198 | 1259998.5656
76 | 2754982.3104 | 1260039.0177
77 | 2754976.3229 | 1259938.6146
78 | 2754886.1443 | 1260629.8888
79 | 2754930.0777 | 1260620.2959
80 | 2754970.2217 | 1260523.1373
81 | 2755106.6623 | 1260478.845
82 | 2755019.1042 | 1260447.0626
83 | 2755115.1292 | 1260455.3319
84 | 2755008.1549 | 1260443.128
85 | 2755834.6524 | 1260529.3129
86 | 2755647.0773 | 1260444.0334
87 | 2755737.9264 | 1260092.321
88 | 2755842.055 | 1260478.7786
89 | 2754998.9619 | 1260485.3516
90 | 2754963.4285 | 1260522.5254
91 | 2755666.4726 | 1260387.03
92 | 2755126.0889 | 1260403.7779
93 | 2754905.0757 | 1260321.2375
94 | 2755761.3996 | 1260018.864
95 | 2755549.1462 | 1260070.0219
96 | 2755331.3643 | 1260404.9086
97 | 2755260.3806 | 1260230.724
98 | 2754942.2934 | 1260566.4944
99 | 2755235.6407 | 1260056.1178
100 | 2755296.887 | 1260014.5511
101 | 2755076.8032 | 1259975.1506
102 | 2755332.1168 | 1260162.4706
103 | 2755066.2048 | 1259978.4207
104 | 2755243.462 | 1260225.1411
105 | 2755306.6017 | 1260151.0557
106 | 2754918.8175 | 1260266.7641
107 | 2755774.0472 | 1259981.6257
108 | 2755805.7429 | 1259865.4752
109 | 2755864.8264 | 1259881.9367
110 | 2755894.8111 | 1259883.6616
111 | 2756071.5686 | 1259559.4126
112 | 2756016.758 | 1260062.2129
113 | 2756068.1761 | 1260086.1376
114 | 2756498.3948 | 1260174.8015
115 | 2756547.9816 | 1260188.3269
116 | 2756077.9785 | 1259488.8765
117 | 2756591.9514 | 1260204.6514
118 | 2756468.3154 | 1260450.7771
119 | 2756503.2768 | 1260452.9706
120 | 2756453.4975 | 1260374.4294
121 | 2756089.3346 | 1260382.9541
122 | 2756507.9148 | 1260740.5987
123 | 2756429.1774 | 1260373.3186
124 | 2756088.4309 | 1260361.7753
125 | 2756658.7081 | 1260745.7278
126 | 2751156.6435 | 1259627.1149
127 | 2751890.9428 | 1260607.1867
128 | 2751335.4739 | 1259929.7096
129 | 2751900.7189 | 1260609.3843
130 | 2751143.1834 | 1260058.8908
131 | 2752270.7164 | 1260347.2232
132 | 2751688.9044 | 1261234.0216
133 | 2751711.4824 | 1261299.9223
134 | 2751917.1078 | 1261491.3246
135 | 2751579.6112 | 1261448.0688
136 | 2750444.4113 | 1260457.1365
137 | 2751912.1088 | 1261495.7451
138 | 2752048.9857 | 1261404.1803
139 | 2752014.0374 | 1261741.3996
140 | 2752079.8263 | 1261394.9081
141 | 2752077.8735 | 1261486.1793
142 | 2751536.0031 | 1261455.181
143 | 2752084.3582 | 1261733.298
144 | 2752218.4925 | 1262085.2481
145 | 2752144.7184 | 1261503.5082
146 | 2752122.9583 | 1261379.6623
147 | 2752076.1103 | 1262549.0876
148 | 2752054.3008 | 1262496.7519
149 | 2752063.5223 | 1262135.4575
150 | 2752363.2317 | 1262106.2511
151 | 2752447.4351 | 1262463.059
152 | 2752519.2743 | 1262523.1273
153 | 2752444.6981 | 1262470.9743
154 | 2752520.4716 | 1262529.598
155 | 2752564.8256 | 1262519.9209
156 | 2752581.6896 | 1262241.9302
157 | 2752155.237 | 1262106.3532
158 | 2752404.2063 | 1262115.1823
159 | 2752660.859 | 1262427.1158
160 | 2752678.5275 | 1262193.1461
161 | 2752667.4631 | 1262437.5857
162 | 2753158.2118 | 1261981.4985
163 | 2751256.3797 | 1260125.9217
164 | 2752157.6505 | 1261488.7704
165 | 2752281.479 | 1261439.4844
166 | 2754988.3536 | 1260025.6847
167 | 2754989.8539 | 1260021.6755
168 | 2753490.9634 | 1260620.9232

## line_std_types
| c_nf_per_km | r_ohm_per_km | x_ohm_per_km | max_i_ka | type | q_mm2 | alpha | voltage_rating
NAYY 4x50 SE | 210 | 0.642 | 0.083 | 0.142 | cs | 50 | 0.00403 | LV
NAYY 4x120 SE | 264 | 0.225 | 0.08 | 0.242 | cs | 120 | 0.00403 | LV
NAYY 4x150 SE | 261 | 0.208 | 0.08 | 0.27 | cs | 150 | 0.00403 | LV
NA2XS2Y 1x95 RM/25 12/20 kV | 216 | 0.313 | 0.132 | 0.252 | cs | 95 | 0.00403 | MV
NA2XS2Y 1x185 RM/25 12/20 kV | 273 | 0.161 | 0.117 | 0.362 | cs | 185 | 0.00403 | MV
NA2XS2Y 1x240 RM/25 12/20 kV | 304 | 0.122 | 0.112 | 0.421 | cs | 240 | 0.00403 | MV
NA2XS2Y 1x95 RM/25 6/10 kV | 315 | 0.313 | 0.123 | 0.249 | cs | 95 | 0.00403 | MV
NA2XS2Y 1x185 RM/25 6/10 kV | 406 | 0.161 | 0.11 | 0.358 | cs | 185 | 0.00403 | MV
NA2XS2Y 1x240 RM/25 6/10 kV | 456 | 0.122 | 0.105 | 0.416 | cs | 240 | 0.00403 | MV
NA2XS2Y 1x150 RM/25 12/20 kV | 250 | 0.206 | 0.116 | 0.319 | cs | 150 | 0.00403 | MV
NA2XS2Y 1x120 RM/25 12/20 kV | 230 | 0.253 | 0.119 | 0.283 | cs | 120 | 0.00403 | MV
NA2XS2Y 1x70 RM/25 12/20 kV | 190 | 0.443 | 0.132 | 0.22 | cs | 70 | 0.00403 | MV
NA2XS2Y 1x150 RM/25 6/10 kV | 360 | 0.206 | 0.11 | 0.315 | cs | 150 | 0.00403 | MV
NA2XS2Y 1x120 RM/25 6/10 kV | 340 | 0.253 | 0.113 | 0.28 | cs | 120 | 0.00403 | MV
NA2XS2Y 1x70 RM/25 6/10 kV | 280 | 0.443 | 0.123 | 0.217 | cs | 70 | 0.00403 | MV
N2XS(FL)2Y 1x120 RM/35 64/110 kV | 112 | 0.153 | 0.166 | 0.366 | cs | 120 | 0.00393 | HV
N2XS(FL)2Y 1x185 RM/35 64/110 kV | 125 | 0.099 | 0.156 | 0.457 | cs | 185 | 0.00393 | HV
N2XS(FL)2Y 1x240 RM/35 64/110 kV | 135 | 0.075 | 0.149 | 0.526 | cs | 240 | 0.00393 | HV
N2XS(FL)2Y 1x300 RM/35 64/110 kV | 144 | 0.06 | 0.144 | 0.588 | cs | 300 | 0.00393 | HV
15-AL1/3-ST1A 0.4 | 11 | 1.8769 | 0.35 | 0.105 | ol | 16 | 0.00403 | LV
24-AL1/4-ST1A 0.4 | 11.25 | 1.2012 | 0.335 | 0.14 | ol | 24 | 0.00403 | LV
48-AL1/8-ST1A 0.4 | 12.2 | 0.5939 | 0.3 | 0.21 | ol | 48 | 0.00403 | LV
94-AL1/15-ST1A 0.4 | 13.2 | 0.306 | 0.29 | 0.35 | ol | 94 | 0.00403 | LV
34-AL1/6-ST1A 10.0 | 9.7 | 0.8342 | 0.36 | 0.17 | ol | 34 | 0.00403 | MV
48-AL1/8-ST1A 10.0 | 10.1 | 0.5939 | 0.35 | 0.21 | ol | 48 | 0.00403 | MV
70-AL1/11-ST1A 10.0 | 10.4 | 0.4132 | 0.339 | 0.29 | ol | 70 | 0.00403 | MV
94-AL1/15-ST1A 10.0 | 10.75 | 0.306 | 0.33 | 0.35 | ol | 94 | 0.00403 | MV
122-AL1/20-ST1A 10.0 | 11.1 | 0.2376 | 0.323 | 0.41 | ol | 122 | 0.00403 | MV
149-AL1/24-ST1A 10.0 | 11.25 | 0.194 | 0.315 | 0.47 | ol | 149 | 0.00403 | MV
34-AL1/6-ST1A 20.0 | 9.15 | 0.8342 | 0.382 | 0.17 | ol | 34 | 0.00403 | MV
48-AL1/8-ST1A 20.0 | 9.5 | 0.5939 | 0.372 | 0.21 | ol | 48 | 0.00403 | MV
70-AL1/11-ST1A 20.0 | 9.7 | 0.4132 | 0.36 | 0.29 | ol | 70 | 0.00403 | MV
94-AL1/15-ST1A 20.0 | 10 | 0.306 | 0.35 | 0.35 | ol | 94 | 0.00403 | MV
122-AL1/20-ST1A 20.0 | 10.3 | 0.2376 | 0.344 | 0.41 | ol | 122 | 0.00403 | MV
149-AL1/24-ST1A 20.0 | 10.5 | 0.194 | 0.337 | 0.47 | ol | 149 | 0.00403 | MV
184-AL1/30-ST1A 20.0 | 10.75 | 0.1571 | 0.33 | 0.535 | ol | 184 | 0.00403 | MV
243-AL1/39-ST1A 20.0 | 11 | 0.1188 | 0.32 | 0.645 | ol | 243 | 0.00403 | MV
48-AL1/8-ST1A 110.0 | 8 | 0.5939 | 0.46 | 0.21 | ol | 48 | 0.00403 | HV
70-AL1/11-ST1A 110.0 | 8.4 | 0.4132 | 0.45 | 0.29 | ol | 70 | 0.00403 | HV
94-AL1/15-ST1A 110.0 | 8.65 | 0.306 | 0.44 | 0.35 | ol | 94 | 0.00403 | HV
122-AL1/20-ST1A 110.0 | 8.5 | 0.2376 | 0.43 | 0.41 | ol | 122 | 0.00403 | HV
149-AL1/24-ST1A 110.0 | 8.75 | 0.194 | 0.41 | 0.47 | ol | 149 | 0.00403 | HV
184-AL1/30-ST1A 110.0 | 8.8 | 0.1571 | 0.4 | 0.535 | ol | 184 | 0.00403 | HV
243-AL1/39-ST1A 110.0 | 9 | 0.1188 | 0.39 | 0.645 | ol | 243 | 0.00403 | HV
305-AL1/39-ST1A 110.0 | 9.2 | 0.0949 | 0.38 | 0.74 | ol | 305 | 0.00403 | HV
490-AL1/64-ST1A 110.0 | 9.75 | 0.059 | 0.37 | 0.96 | ol | 490 | 0.00403 | HV
679-AL1/86-ST1A 110.0 | 9.95 | 0.042 | 0.36 | 1.15 | ol | 679 | 0.00403 | HV
490-AL1/64-ST1A 220.0 | 10 | 0.059 | 0.285 | 0.96 | ol | 490 | 0.00403 | HV
679-AL1/86-ST1A 220.0 | 11.7 | 0.042 | 0.275 | 1.15 | ol | 679 | 0.00403 | HV
490-AL1/64-ST1A 380.0 | 11 | 0.059 | 0.253 | 0.96 | ol | 490 | 0.00403 | HV
679-AL1/86-ST1A 380.0 | 14.6 | 0.042 | 0.25 | 1.15 | ol | 679 | 0.00403 | HV

## trafo_std_types
| i0_percent | pfe_kw | vkr_percent | sn_mva | vn_lv_kv | vn_hv_kv | vk_percent | shift_degree | vector_group | tap_side | tap_neutral | tap_min | tap_max | tap_step_degree | tap_step_percent | tap_phase_shifter
160 MVA 380/110 kV | 0.06 | 60 | 0.25 | 160 | 110 | 380 | 12.2 | 0 | Yy0 | hv | 0 | -9 | 9 | 0 | 1.5 | FALSE
100 MVA 220/110 kV | 0.06 | 55 | 0.26 | 100 | 110 | 220 | 12 | 0 | Yy0 | hv | 0 | -9 | 9 | 0 | 1.5 | FALSE
63 MVA 110/20 kV | 0.04 | 22 | 0.32 | 63 | 20 | 110 | 18 | 150 | YNd5 | hv | 0 | -9 | 9 | 0 | 1.5 | FALSE
40 MVA 110/20 kV | 0.05 | 18 | 0.34 | 40 | 20 | 110 | 16.2 | 150 | YNd5 | hv | 0 | -9 | 9 | 0 | 1.5 | FALSE
25 MVA 110/20 kV | 0.07 | 14 | 0.41 | 25 | 20 | 110 | 12 | 150 | YNd5 | hv | 0 | -9 | 9 | 0 | 1.5 | FALSE
63 MVA 110/10 kV | 0.04 | 22 | 0.32 | 63 | 10 | 110 | 18 | 150 | YNd5 | hv | 0 | -9 | 9 | 0 | 1.5 | FALSE
40 MVA 110/10 kV | 0.05 | 18 | 0.34 | 40 | 10 | 110 | 16.2 | 150 | YNd5 | hv | 0 | -9 | 9 | 0 | 1.5 | FALSE
25 MVA 110/10 kV | 0.07 | 14 | 0.41 | 25 | 10 | 110 | 12 | 150 | YNd5 | hv | 0 | -9 | 9 | 0 | 1.5 | FALSE
0.25 MVA 20/0.4 kV | 0.32 | 0.8 | 1.44 | 0.25 | 0.4 | 20 | 6 | 150 | Yzn5 | hv | 0 | -2 | 2 | 0 | 2.5 | FALSE
0.4 MVA 20/0.4 kV | 0.3375 | 1.35 | 1.425 | 0.4 | 0.4 | 20 | 6 | 150 | Dyn5 | hv | 0 | -2 | 2 | 0 | 2.5 | FALSE
0.63 MVA 20/0.4 kV | 0.2619 | 1.65 | 1.206 | 0.63 | 0.4 | 20 | 6 | 150 | Dyn5 | hv | 0 | -2 | 2 | 0 | 2.5 | FALSE
0.25 MVA 10/0.4 kV | 0.24 | 0.6 | 1.2 | 0.25 | 0.4 | 10 | 4 | 150 | Dyn5 | hv | 0 | -2 | 2 | 0 | 2.5 | FALSE
0.4 MVA 10/0.4 kV | 0.2375 | 0.95 | 1.325 | 0.4 | 0.4 | 10 | 4 | 150 | Dyn5 | hv | 0 | -2 | 2 | 0 | 2.5 | FALSE
0.63 MVA 10/0.4 kV | 0.1873 | 1.18 | 1.0794 | 0.63 | 0.4 | 10 | 4 | 150 | Dyn5 | hv | 0 | -2 | 2 | 0 | 2.5 | FALSE

## trafo3w_std_types
| sn_hv_mva | sn_mv_mva | sn_lv_mva | vn_hv_kv | vn_mv_kv | vn_lv_kv | vk_hv_percent | vk_mv_percent | vk_lv_percent | vkr_hv_percent | vkr_mv_percent | vkr_lv_percent | pfe_kw | i0_percent | shift_mv_degree | shift_lv_degree | vector_group | tap_side | tap_neutral | tap_min | tap_max | tap_step_percent
63/25/38 MVA 110/20/10 kV | 63 | 25 | 38 | 110 | 20 | 10 | 10.4 | 10.4 | 10.4 | 0.28 | 0.32 | 0.35 | 35 | 0.89 | 0 | 0 | YN0yn0yn0 | hv | 0 | -10 | 10 | 1.2
63/25/38 MVA 110/10/10 kV | 63 | 25 | 38 | 110 | 10 | 10 | 10.4 | 10.4 | 10.4 | 0.28 | 0.32 | 0.35 | 35 | 0.89 | 0 | 0 | YN0yn0yn0 | hv | 0 | -10 | 10 | 1.2

## fuse_std_types
| fuse_type | i_rated_a | t_avg | t_min | t_total | x_avg | x_min | x_total
HV 100A | HV 100A | 100 | 0 | [10.0, 3.64, 0.854, 0.281, 0.1, 0.0531, 0.022, 0.01] | [10.0, 4.267, 1.21, 0.403, 0.1, 0.058, 0.022, 0.01] | 0 | [300.0, 350.0, 450.0, 550.0, 700.0, 850.0, 1200.0, 1752.0] | [600.0, 700.0, 900.0, 1150.0, 1665.0, 2000.0, 3000.0, 4313.0]
HV 10A | HV 10A | 10 | 0 | [10.0, 1675.0, 0.344, 0.156, 0.1, 0.0417, 0.0171, 0.01] | [10.0, 1.3, 0.3, 0.155, 0.1, 0.0555, 0.023, 0.01] | 0 | [30.0, 32.0, 35.0, 37.0, 39.0, 50.0, 70.0, 88.0] | [60.0, 70.0, 80.0, 87.0, 94.0, 110.0, 150.0, 216.0]
HV 125A | HV 125A | 125 | 0 | [10.0, 1.82, 0.344, 0.1, 0.0467, 0.0269, 0.01] | [10.0, 2.478, 0.426, 0.1, 0.0427, 0.0211, 0.01] | 0 | [375.0, 500.0, 700.0, 925.0, 1200.0, 1500.0, 2341.0] | [750.0, 1000.0, 1500.0, 2200.0, 3000.0, 4000.0, 5765.0]
HV 160A | HV 160A | 160 | 0 | [10.0, 4.15, 1.03, 0.198, 0.1, 0.051, 0.0172, 0.01] | [10.0, 2.3, 0.734, 0.274, 0.1, 0.046, 0.0177, 0.01] | 0 | [480.0, 550.0, 700.0, 1000.0, 1260.0, 1600.0, 2500.0, 3227.0] | [960.0, 1300.0, 1700.0, 2200.0, 2996.0, 4000.0, 6000.0, 7946.0]
HV 16A | HV 16A | 16 | 0 | [10.0, 0.352, 0.164, 0.1, 0.0649, 0.0342, 0.01] | [10.0, 2.34, 0.722, 0.181, 0.1, 0.055, 0.0296, 0.01] | 0 | [48.0, 60.0, 65.0, 71.0, 80.0, 100.0, 162.0] | [96.0, 110.0, 125.0, 150.0, 168.0, 200.0, 250.0, 398.0]
HV 200A | HV 200A | 200 | 0 | [10.0, 4.267, 1.21, 0.403, 0.1, 0.058, 0.022, 0.01] | [10.0, 3.73, 1.654, 0.328, 0.1, 0.0531, 0.019, 0.01] | 0 | [600.0, 700.0, 900.0, 1150.0, 1665.0, 2000.0, 3000.0, 4313.0] | [1200.0, 1500.0, 1800.0, 2700.0, 3960.0, 5000.0, 7500.0, 10620.0]
HV 20A | HV 20A | 20 | 0 | [10.0, 1.3, 0.3, 0.155, 0.1, 0.0555, 0.023, 0.01] | [10.0, 1.3, 0.161, 0.1, 0.0611, 0.0399, 0.0141, 0.01] | 0 | [60.0, 70.0, 80.0, 87.0, 94.0, 110.0, 150.0, 216.0] | [120.0, 150.0, 200.0, 223.0, 260.0, 300.0, 450.0, 532.0]
HV 25A | HV 25A | 25 | 0 | [10.0, 2.512, 0.833, 0.299, 0.1, 0.0372, 0.0223, 0.01] | [10.0, 3.125, 0.597, 0.198, 0.1, 0.0378, 0.022, 0.01] | 0 | [75.0, 82.0, 90.0, 100.0, 124.0, 170.0, 200.0, 289.0] | [150.0, 170.0, 210.0, 250.0, 294.0, 400.0, 500.0, 711.0]
HV 31.5A | HV 31.5A | 31.5 | 0 | [10.0, 2.34, 0.722, 0.181, 0.1, 0.055, 0.0296, 0.01] | [10.0, 2.84, 0.368, 0.164, 0.1, 0.0621, 0.0378, 0.0195, 0.01] | 0 | [95.0, 110.0, 125.0, 150.0, 165.0, 200.0, 250.0, 390.0] | [189.0, 220.0, 300.0, 350.0, 393.0, 450.0, 530.0, 700.0, 960.0]
HV 40A | HV 40A | 40 | 0 | [10.0, 1.3, 0.161, 0.1, 0.0611, 0.0399, 0.0141, 0.01] | [10.0, 2.05, 0.369, 0.198, 0.1, 0.051, 0.0298, 0.01] | 0 | [120.0, 150.0, 200.0, 223.0, 260.0, 300.0, 450.0, 532.0] | [240.0, 300.0, 400.0, 450.0, 530.0, 650.0, 800.0, 1311.0]
HV 50A | HV 50A | 50 | 0 | [10.0, 3.215, 0.597, 0.198, 0.1, 0.0378, 0.022, 0.01] | [10.0, 3.64, 0.854, 0.281, 0.1, 0.0531, 0.022, 0.01] | 0 | [150.0, 170.0, 210.0, 250.0, 294.0, 400.0, 500.0, 711.0] | [300.0, 350.0, 450.0, 550.0, 700.0, 850.0, 1200.0, 1752.0]
HV 6.3A | HV 6.3A | 6.3 | 0 | [10.0, 1.39, 0.344, 0.168, 0.1, 0.056, 0.0263, 0.01] | [10.0, 1.711, 0.516, 0.198, 0.1, 0.0634, 0.0303, 0.01] | 0 | [19.0, 19.5, 20.4, 20.8, 22.0, 25.0, 32.0, 48.0] | [38.0, 40.0, 43.0, 48.0, 53.0, 60.0, 75.0, 118.0]
HV 63A | HV 63A | 63 | 0 | [10.0, 2.84, 0.368, 0.164, 0.1, 0.0621, 0.0378, 0.0195, 0.01] | [10.0, 1.82, 0.344, 0.1, 0.0467, 0.0269, 0.01] | 0 | [189.0, 220.0, 300.0, 350.0, 393.0, 450.0, 530.0, 700.0, 961.0] | [378.0, 500.0, 700.0, 934.0, 1200.0, 1500.0, 2366.0]
HV 80A | HV 80A | 80 | 0 | [10.0, 2.05, 0.369, 0.198, 0.1, 0.051, 0.0298, 0.01] | [10.0, 4.15, 1.03, 0.198, 0.1, 0.051, 0.0172, 0.01] | 0 | [240.0, 300.0, 400.0, 450.0, 530.0, 650.0, 800.0, 1311.0] | [480.0, 550.0, 700.0, 1000.0, 1260.0, 1600.0, 2500.0, 3227.0]
Siemens NH-1-100 | Siemens NH-1-100 | 100 | [5400.0, 2000.0, 400.0, 20.0, 1.0, 0.2, 0.012, 0.004] | 0 | 0 | [150.0, 190.0, 250.0, 430.0, 900.0, 1250.0, 2700.0, 3600.0] | 0 | 0
Siemens NH-1-125 | Siemens NH-1-125 | 125 | [4800.0, 120.0, 7.0, 0.1, 0.004] | 0 | 0 | [180.0, 400.0, 740.0, 2000.0, 4250.0] | 0 | 0
Siemens NH-1-16 | Siemens NH-1-16 | 16 | [4000.0, 400.0, 2.0, 0.1, 0.04, 0.01] | 0 | 0 | [26.0, 35.0, 75.0, 150.0, 200.0, 300.0] | 0 | 0
Siemens NH-1-160 | Siemens NH-1-160 | 160 | [4800.0, 120.0, 7.0, 0.1, 0.004] | 0 | 0 | [210.0, 500.0, 900.0, 2300.0, 5000.0] | 0 | 0
Siemens NH-1-25 | Siemens NH-1-25 | 25 | [4000.0, 1000.0, 10.0, 0.2, 0.02, 0.01] | 0 | 0 | [40.0, 50.0, 100.0, 210.0, 400.0, 500.0] | 0 | 0
Siemens NH-1-50 | Siemens NH-1-50 | 50 | [4000.0, 40.0, 4.0, 1.0, 0.02, 0.01] | 0 | 0 | [86.0, 200.0, 300.0, 400.0, 1000.0, 1280.0] | 0 | 0
Siemens NH-1-63 | Siemens NH-1-63 | 63 | [4000.0, 100.0, 10.0, 2.0, 0.04, 0.01] | 0 | 0 | [100.0, 200.0, 300.0, 400.0, 1000.0, 1500.0] | 0 | 0
Siemens NH-1-80 | Siemens NH-1-80 | 80 | [4800.0, 120.0, 7.0, 0.1, 0.01] | 0 | 0 | [150.58, 250.0, 450.0, 1150.0, 2470.0] | 0 | 0
Siemens NH-2-1000 | Siemens NH-2-1000 | 1000 | [4800.0, 120.0, 7.0, 0.1, 0.004] | 0 | 0 | [1900.0, 3500.0, 8400.0, 24000.0, 52000.0] | 0 | 0
Siemens NH-2-200 | Siemens NH-2-200 | 200 | [4800.0, 120.0, 7.0, 0.1, 0.004] | 0 | 0 | [280.0, 650.0, 1200.0, 3000.0, 7000.0] | 0 | 0
Siemens NH-2-224 | Siemens NH-2-224 | 224 | [4800.0, 120.0, 7.0, 0.2, 0.04, 0.004] | 0 | 0 | [400.0, 750.0, 1453.0, 3025.0, 4315.0, 7600.0] | 0 | 0
Siemens NH-2-250 | Siemens NH-2-250 | 250 | [4800.0, 120.0, 7.0, 0.1, 0.004] | 0 | 0 | [450.0, 800.0, 1650.0, 4000.0, 8500.0] | 0 | 0
Siemens NH-2-315 | Siemens NH-2-315 | 315 | [4800.0, 120.0, 7.0, 0.1, 0.004] | 0 | 0 | [550.0, 920.0, 1900.0, 5000.0, 11000.0] | 0 | 0
Siemens NH-2-355 | Siemens NH-2-355 | 355 | [4800.0, 120.0, 6.0, 0.1, 0.004] | 0 | 0 | [650.0, 1116.27, 2350.0, 5840.0, 12790.0] | 0 | 0
Siemens NH-2-400 | Siemens NH-2-400 | 400 | [4800.0, 120.0, 7.0, 0.1, 0.004] | 0 | 0 | [720.0, 1350.0, 2800.0, 6500.0, 15000.0] | 0 | 0
Siemens NH-2-425 | Siemens NH-2-425 | 425 | [4800.0, 120.0, 7.0, 0.1, 0.004] | 0 | 0 | [850.0, 1500.0, 3050.0, 7500.0, 16500.0] | 0 | 0
Siemens NH-2-630 | Siemens NH-2-630 | 630 | [4800.0, 120.0, 7.0, 0.1, 0.004] | 0 | 0 | [1200.0, 2000.0, 4800.0, 12000.0, 26000.0] | 0 | 0

## res_bus
| vm_pu | va_degree | p_mw | q_mvar
0 | 0.98905 | -0.019103 | 0.31867 | 0.15434
1 | 0.98906 | -0.019179 | 0 | 0
2 | 0.99014 | -0.012138 | 0.21133 | 0.10235
3 | 0.99009 | -0.012451 | 0.093345 | 0.045209
4 | 0.98996 | -0.013424 | 0 | 0
5 | 0.99105 | -0.0059976 | 0 | 0
6 | 0.99892 | 0.0027114 | 0.26614 | 0.1289
7 | 0.99893 | 0.0026247 | 0 | 0
8 | 0.99897 | 0.0022469 | 0 | 0
9 | 0.99956 | -0.0023692 | 0 | 0
10 | 0.9988 | 0.0036604 | 0 | 0
11 | 0.99894 | 0.002589 | 0 | 0
12 | 0.99897 | 0.0023096 | 0.096228 | 0.046605
13 | 1 | 0 | -19.6476 | -8.8353
14 | 0.99805 | -0.0098174 | 0 | 0
15 | 1 | 3.2772e-05 | 0.2605 | 0.12617
16 | 0.99682 | -0.035947 | 0 | 0
17 | 0.9982 | -0.0095081 | 0 | 0
18 | 0.99408 | -0.01462 | 0 | 0
19 | 0.99401 | -0.013696 | 0 | 0
20 | 0.9968 | -0.035838 | 0.33909 | 0.16423
21 | 0.99815 | -0.0098231 | 0.37635 | 0.18228
22 | 0.99951 | -0.0026709 | 0.29659 | 0.14365
23 | 0.99367 | -0.011237 | 0 | 0
24 | 0.99286 | -0.0052724 | 0 | 0
25 | 0.99402 | -0.01408 | 0 | 0
26 | 0.99405 | -0.014332 | 0.36363 | 0.17612
27 | 0.99878 | 0.0038036 | 0.27432 | 0.13286
28 | 0.99892 | 0.0025193 | 0.23245 | 0.11258
29 | 0.99787 | -0.010722 | 0.13116 | 0.063523
30 | 0.99754 | -0.015619 | 0 | 0
31 | 0.99651 | -0.0070386 | 0 | 0
32 | 0.99609 | -0.0035531 | 0.18479 | 0.0895
33 | 0.99753 | -0.015537 | 0.2886 | 0.13978
34 | 0.99999 | 7.8748e-05 | 0 | 0
35 | 0.99285 | -0.005144 | 0.21775 | 0.10546
36 | 0.9927 | -0.0039548 | 0 | 0
37 | 0.99252 | -0.002613 | 0 | 0
38 | 0.9925 | -0.0024791 | 0.15054 | 0.072908
39 | 0.99238 | -0.0016284 | 0 | 0
40 | 0.99389 | -0.012745 | 0 | 0
41 | 0.99192 | 0.0035336 | 0 | 0
42 | 0.994 | -0.013759 | 0.14397 | 0.069728
43 | 0.99388 | -0.012795 | 0.21008 | 0.10175
44 | 0.99269 | -0.0039256 | 0.2879 | 0.13944
45 | 0.9936 | -0.010654 | 0.52343 | 0.25351
46 | 0.99237 | -0.001692 | 0.17028 | 0.082472
47 | 0.99401 | -0.013955 | 0.23758 | 0.11506
48 | 0.99182 | 0.0043571 | 0.31298 | 0.15158
49 | 0.99116 | -0.00057273 | 0 | 0
50 | 0.99346 | -0.0096132 | 0 | 0
51 | 0.99605 | -0.0032141 | 0 | 0
52 | 0.99273 | -0.31133 | 0 | 0
53 | 0.99494 | 0.0057037 | 0.26909 | 0.13033
54 | 0.99496 | 0.005865 | 0 | 0
55 | 0.99439 | 0.010666 | 0 | 0
56 | 0.99396 | 0.014192 | 0 | 0
57 | 0.99419 | 0.012401 | 0.58123 | 0.2815
58 | 0.99383 | 0.015325 | 0 | 0
59 | 0.99374 | 0.014741 | 0.2486 | 0.1204
60 | 0.99371 | 0.012351 | 0.19081 | 0.092416
61 | 0.99417 | 0.012561 | 0.078102 | 0.037827
62 | 0.9928 | -0.0055112 | 0 | 0
63 | 0.99249 | -0.0023662 | 0 | 0
64 | 0.99229 | -0.0024067 | 0.27621 | 0.13377
65 | 0.99241 | -0.0016693 | 0 | 0
66 | 0.9916 | -0.0032797 | 0.71194 | 0.34481
67 | 0.99159 | -0.003218 | 0 | 0
68 | 0.99116 | 0.00023668 | 0 | 0
69 | 0.99271 | -0.0047507 | 0.19889 | 0.096329
70 | 0.99273 | -0.0049436 | 0 | 0
71 | 0.99999 | 9.582e-05 | 0.081869 | 0.039651
72 | 0.98966 | -0.33323 | 0.22576 | 0.10934
73 | 0.98983 | -0.33219 | 0.10172 | 0.049268
74 | 0.98991 | -0.33293 | 0.16675 | 0.080761
75 | 0.9899 | -0.33286 | 0 | 0
76 | 0.98994 | -0.33321 | 0 | 0
77 | 0.98984 | -0.33235 | 0 | 0
78 | 0.99266 | -0.3117 | 0.28943 | 0.14018
79 | 0.99258 | -0.31218 | 0 | 0
80 | 0.99219 | -0.31428 | 0 | 0
81 | 0.99171 | -0.31692 | 0 | 0
82 | 0.99187 | -0.31607 | 0 | 0
83 | 0.99167 | -0.31714 | 0.18828 | 0.091189
84 | 0.99186 | -0.31599 | 0.25172 | 0.12192
85 | 0.98928 | -0.37732 | 0 | 0
86 | 0.98917 | -0.37634 | 0 | 0
87 | 0.98981 | -0.38176 | 0 | 0
88 | 0.98926 | -0.37711 | 0.3285 | 0.1591
89 | 0.99219 | -0.31429 | 0.068155 | 0.033009
90 | 0.99219 | -0.31425 | 0 | 0
91 | 0.98915 | -0.37607 | 0.36622 | 0.17737
92 | 0.99151 | -0.32705 | 0 | 0
93 | 0.99177 | -0.31659 | 0 | 0
94 | 0.9897 | -0.38834 | 0.38918 | 0.18849
95 | 0.99016 | -0.36043 | 0.23597 | 0.11429
96 | 0.99076 | -0.33113 | 0.27552 | 0.13344
97 | 0.99086 | -0.33049 | 0.075625 | 0.036627
98 | 0.99215 | -0.31449 | 0.40002 | 0.19374
99 | 0.99036 | -0.33273 | 0.41151 | 0.19931
100 | 0.99047 | -0.33373 | 0 | 0
101 | 0.99009 | -0.33457 | 0.1105 | 0.053518
102 | 0.99064 | -0.33184 | 0 | 0
103 | 0.99008 | -0.33449 | 0 | 0
104 | 0.99087 | -0.33058 | 0 | 0
105 | 0.99063 | -0.33177 | 0.20229 | 0.097973
106 | 0.99174 | -0.31639 | 0.29421 | 0.14249
107 | 0.98968 | -0.3885 | 0 | 0
108 | 0.9896 | -0.38907 | 0 | 0
109 | 0.98956 | -0.3893 | 0.27449 | 0.13294
110 | 0.98953 | -0.39109 | 0 | 0
111 | 0.98949 | -0.39135 | 0 | 0
112 | 0.98943 | -0.39178 | 0 | 0
113 | 0.98941 | -0.39188 | 0.1548 | 0.074974
114 | 0.98913 | -0.39787 | 0 | 0
115 | 0.98906 | -0.39735 | 0.21383 | 0.10356
116 | 0.98946 | -0.39158 | 0.26581 | 0.12874
117 | 0.98901 | -0.39699 | 0 | 0
118 | 0.9883 | -0.39189 | 0.14249 | 0.069011
119 | 0.98831 | -0.39183 | 0 | 0
120 | 0.98841 | -0.39253 | 0 | 0
121 | 0.98804 | -0.38951 | 0 | 0
122 | 0.98812 | -0.39017 | 0 | 0
123 | 0.9884 | -0.3925 | 0.097305 | 0.047127
124 | 0.98803 | -0.38943 | 0.32916 | 0.15942
125 | 0.98803 | -0.39072 | 0.2939 | 0.14234
126 | 0.98992 | -0.013088 | 0.18818 | 0.091137
127 | 0.99246 | -0.017469 | 0 | 0
128 | 0.99104 | -0.0059105 | 0.13122 | 0.06355
129 | 0.99248 | -0.017575 | 0.052898 | 0.02562
130 | 0.99098 | -0.0054817 | 0 | 0
131 | 0.99346 | -0.0095788 | 0.083972 | 0.04067
132 | 0.98914 | 0.0064229 | 0.41368 | 0.20035
133 | 0.98917 | 0.0060668 | 0 | 0
134 | 0.98965 | 0.0020387 | 0 | 0
135 | 0.98905 | 0.0071898 | 0 | 0
136 | 0.99084 | -0.0064208 | 0.091559 | 0.044344
137 | 0.98965 | 0.0020609 | 0.27365 | 0.13254
138 | 0.99002 | -0.00084232 | 0 | 0
139 | 0.98955 | 0.0026925 | 0 | 0
140 | 0.99008 | -0.0013814 | 0 | 0
141 | 0.98998 | -0.00048393 | 0.33915 | 0.16426
142 | 0.98903 | 0.0073636 | 0.32497 | 0.15739
143 | 0.98954 | 0.0027514 | 0.071569 | 0.034663
144 | 0.98943 | 0.0036479 | 0 | 0
145 | 0.99038 | -0.0037611 | 0 | 0
146 | 0.99008 | -0.0013208 | 0.11132 | 0.053915
147 | 0.98829 | -0.013548 | 0.26894 | 0.13025
148 | 0.98831 | -0.013733 | 0 | 0
149 | 0.9885 | -0.012482 | 0 | 0
150 | 0.9887 | -0.014078 | 0 | 0
151 | 0.98869 | -0.014264 | 0 | 0
152 | 0.98872 | -0.014538 | 0 | 0
153 | 0.98869 | -0.014242 | 0.22141 | 0.10724
154 | 0.98872 | -0.014554 | 0.19771 | 0.095757
155 | 0.98876 | -0.014308 | 0 | 0
156 | 0.98903 | -0.016551 | 0 | 0
157 | 0.98941 | 0.0038186 | 0.21416 | 0.10372
158 | 0.98868 | -0.014213 | 0.25976 | 0.12581
159 | 0.98882 | -0.014767 | 0 | 0
160 | 0.9893 | -0.014285 | 0.26373 | 0.12773
161 | 0.98882 | -0.014709 | 0.38464 | 0.18629
162 | 0.99092 | -0.0016298 | 0.10806 | 0.052335
163 | 0.99097 | -0.0053839 | 0.069073 | 0.033454
164 | 0.99045 | -0.0032464 | 0.37089 | 0.17963
165 | 0.99099 | 0.00085966 | 0.1209 | 0.058552
166 | 0.98993 | -0.33318 | 0 | 0
167 | 0.98993 | -0.33317 | 0.15491 | 0.075024
168 | 0.99997 | 149.9981 | 0 | 0

## res_line
| p_from_mw | q_from_mvar | p_to_mw | q_to_mvar | pl_mw | ql_mvar | i_from_ka | i_to_ka | i_ka | vm_from_pu | va_from_degree | vm_to_pu | va_to_degree | loading_percent
0 | -0.31867 | -0.15434 | 0.31868 | 0.15388 | 2.8137e-06 | -0.00046034 | 0.010335 | 0.010329 | 0.010335 | 0.98905 | -0.019103 | 0.98906 | -0.019179 | 4.6975
1 | -0.31868 | -0.15388 | 0.319 | 0.15206 | 0.00032881 | -0.0018215 | 0.010329 | 0.010303 | 0.010329 | 0.98906 | -0.019179 | 0.99014 | -0.012138 | 4.9184
2 | 0.09335 | 0.044897 | -0.093345 | -0.045209 | 4.3755e-06 | -0.00031196 | 0.00302 | 0.003024 | 0.003024 | 0.99014 | -0.012138 | 0.99009 | -0.012451 | 1.44
3 | 0.18821 | 0.086984 | -0.18818 | -0.087531 | 3.155e-05 | -0.00054663 | 0.0060451 | 0.006052 | 0.006052 | 0.99014 | -0.012138 | 0.98996 | -0.013424 | 2.8819
4 | -0.81189 | -0.38629 | 0.8126 | 0.38606 | 0.00070711 | -0.0002339 | 0.026213 | 0.026205 | 0.026213 | 0.99014 | -0.012138 | 0.99105 | -0.0059976 | 12.4826
5 | 0.18818 | 0.087531 | -0.18818 | -0.091137 | 7.5978e-06 | -0.0036067 | 0.006052 | 0.0060971 | 0.0060971 | 0.98996 | -0.013424 | 0.98992 | -0.013088 | 2.7714
6 | -1.1045 | -0.51583 | 1.1061 | 0.49277 | 0.0016748 | -0.023061 | 0.035507 | 0.035222 | 0.035507 | 0.99105 | -0.0059976 | 0.99246 | -0.017469 | 16.1396
7 | 0.29187 | 0.12978 | -0.29187 | -0.1305 | 3.5674e-06 | -0.00072213 | 0.0093043 | 0.0093129 | 0.0093129 | 0.99105 | -0.0059976 | 0.99104 | -0.0059105 | 4.2331
8 | -0.26614 | -0.1289 | 0.26614 | 0.12825 | 2.6657e-06 | -0.00065125 | 0.0085457 | 0.0085375 | 0.0085457 | 0.99892 | 0.0027114 | 0.99893 | 0.0026247 | 3.8844
9 | -0.26614 | -0.12825 | 0.26616 | 0.1253 | 1.1981e-05 | -0.0029427 | 0.0085375 | 0.0085009 | 0.0085375 | 0.99893 | 0.0026247 | 0.99897 | 0.0022469 | 3.8807
10 | -0.86923 | -0.40008 | 0.86977 | 0.38756 | 0.00054014 | -0.012525 | 0.027651 | 0.0275 | 0.027651 | 0.99897 | 0.0022469 | 0.99956 | -0.0023692 | 12.5687
11 | 0.27438 | 0.11999 | -0.27433 | -0.13181 | 5.0492e-05 | -0.011825 | 0.0086538 | 0.0087965 | 0.0087965 | 0.99897 | 0.0022469 | 0.9988 | 0.0036604 | 3.9984
12 | 0.23247 | 0.10953 | -0.23246 | -0.11255 | 9.4144e-06 | -0.0030289 | 0.0074259 | 0.0074636 | 0.0074636 | 0.99897 | 0.0022469 | 0.99894 | 0.002589 | 3.3926
13 | 0.096229 | 0.04526 | -0.096228 | -0.046605 | 7.1562e-07 | -0.001345 | 0.003073 | 0.0030897 | 0.0030897 | 0.99897 | 0.0022469 | 0.99897 | 0.0023096 | 1.4044
14 | 0.2966 | 0.14355 | -0.29659 | -0.14365 | 1.3554e-05 | -9.1682e-05 | 0.0095166 | 0.0095178 | 0.0095178 | 0.99956 | -0.0023692 | 0.99951 | -0.0026709 | 4.5323
15 | -8.5107 | -3.8034 | 8.5143 | 3.7953 | 0.0036146 | -0.0081053 | 0.26922 | 0.2691 | 0.26922 | 0.99956 | -0.0023692 | 1 | 0 | 42.1975
16 | 7.3443 | 3.2723 | -7.3348 | -3.3027 | 0.0095319 | -0.030433 | 0.23221 | 0.23263 | 0.23263 | 0.99956 | -0.0023692 | 0.9982 | -0.0095081 | 36.4625
17 | 0.27433 | 0.13181 | -0.27432 | -0.13286 | 4.5491e-06 | -0.001046 | 0.0087965 | 0.0088096 | 0.0088096 | 0.9988 | 0.0036604 | 0.99878 | 0.0038036 | 4.0044
18 | 0.23246 | 0.11255 | -0.23245 | -0.11258 | 2.4555e-06 | -2.7932e-05 | 0.0074636 | 0.007464 | 0.007464 | 0.99894 | 0.002589 | 0.99892 | 0.0025193 | 3.5543
19 | 10.7769 | 4.8655 | -10.7567 | -4.8893 | 0.020195 | -0.023761 | 0.34134 | 0.34176 | 0.34176 | 1 | 0 | 0.99805 | -0.0098174 | 53.5669
20 | 0.34237 | 0.164 | -0.34237 | -0.16419 | 1.3183e-06 | -0.00019589 | 0.010959 | 0.010961 | 0.010961 | 1 | 0 | 1 | 3.2772e-05 | 4.9823
21 | 6.4728 | 2.9194 | -6.4717 | -2.9241 | 0.001102 | -0.0046685 | 0.20538 | 0.20544 | 0.20544 | 0.99805 | -0.0098174 | 0.99787 | -0.010722 | 32.2011
22 | 4.2839 | 1.9699 | -4.2819 | -1.9759 | 0.0019758 | -0.0060713 | 0.13638 | 0.13647 | 0.13647 | 0.99805 | -0.0098174 | 0.99754 | -0.015619 | 37.6988
23 | 0.081869 | 0.038028 | -0.081869 | -0.039229 | 4.5843e-07 | -0.0012005 | 0.0026059 | 0.0026207 | 0.0026207 | 1 | 3.2772e-05 | 0.99999 | 7.8748e-05 | 1.1912
24 | -6.9502 | -3.1305 | 6.9584 | 3.1205 | 0.0082314 | -0.010003 | 0.22075 | 0.22054 | 0.22075 | 0.99682 | -0.035947 | 0.9982 | -0.0095081 | 52.435
25 | 3.6843 | 1.6516 | -3.6736 | -1.6623 | 0.010712 | -0.010688 | 0.11693 | 0.11709 | 0.11709 | 0.99682 | -0.035947 | 0.99408 | -0.01462 | 53.2232
26 | 2.9269 | 1.3153 | -2.9181 | -1.3307 | 0.008762 | -0.015341 | 0.092926 | 0.093141 | 0.093141 | 0.99682 | -0.035947 | 0.99401 | -0.013696 | 42.3368
27 | 0.33909 | 0.16359 | -0.33909 | -0.16423 | 4.2642e-06 | -0.00063573 | 0.010903 | 0.010911 | 0.010911 | 0.99682 | -0.035947 | 0.9968 | -0.035838 | 4.9596
28 | 0.37637 | 0.18221 | -0.37635 | -0.18228 | 1.797e-05 | -7.0774e-05 | 0.012093 | 0.012094 | 0.012094 | 0.9982 | -0.0095081 | 0.99815 | -0.0098231 | 5.759
29 | 1.7686 | 0.80485 | -1.7679 | -0.809 | 0.00078996 | -0.0041445 | 0.056428 | 0.056481 | 0.056481 | 0.99408 | -0.01462 | 0.99367 | -0.011237 | 25.6732
30 | 1.3037 | 0.57367 | -1.302 | -0.5906 | 0.0016977 | -0.016927 | 0.041361 | 0.041568 | 0.041568 | 0.99408 | -0.01462 | 0.99286 | -0.0052724 | 18.8943
31 | 0.2376 | 0.10923 | -0.23758 | -0.11403 | 1.5801e-05 | -0.0048005 | 0.0075938 | 0.0076532 | 0.0076532 | 0.99408 | -0.01462 | 0.99402 | -0.01408 | 3.4787
32 | 0.36365 | 0.17456 | -0.36363 | -0.17612 | 1.2153e-05 | -0.0015591 | 0.011714 | 0.011733 | 0.011733 | 0.99408 | -0.01462 | 0.99405 | -0.014332 | 5.3333
33 | 0.21011 | 0.091612 | -0.21008 | -0.10173 | 2.5842e-05 | -0.010113 | 0.0066567 | 0.0067795 | 0.0067795 | 0.99401 | -0.013696 | 0.99389 | -0.012745 | 3.0816
34 | 2.564 | 1.1694 | -2.5583 | -1.1827 | 0.0057366 | -0.013368 | 0.081841 | 0.082024 | 0.082024 | 0.99401 | -0.013696 | 0.99192 | 0.0035336 | 37.2837
35 | 0.14397 | 0.069686 | -0.14397 | -0.069728 | 1.3768e-06 | -4.1374e-05 | 0.0046452 | 0.0046457 | 0.0046457 | 0.99401 | -0.013696 | 0.994 | -0.013759 | 2.2122
36 | 1.7679 | 0.809 | -1.7677 | -0.8097 | 0.00013494 | -0.00070675 | 0.056481 | 0.05649 | 0.05649 | 0.99367 | -0.011237 | 0.9936 | -0.010654 | 25.6773
37 | 0.41668 | 0.19265 | -0.41667 | -0.19332 | 6.8153e-06 | -0.00067203 | 0.013347 | 0.013355 | 0.013355 | 0.99286 | -0.0052724 | 0.99285 | -0.005144 | 6.0706
38 | 0.88529 | 0.39795 | -0.88514 | -0.4014 | 0.00015825 | -0.0034505 | 0.028221 | 0.028263 | 0.028263 | 0.99286 | -0.0052724 | 0.9927 | -0.0039548 | 12.8467
39 | 0.23758 | 0.11403 | -0.23758 | -0.11506 | 3.4298e-06 | -0.001032 | 0.0076532 | 0.0076662 | 0.0076662 | 0.99402 | -0.01408 | 0.99401 | -0.013955 | 3.4846
40 | 6.3405 | 2.8606 | -6.3227 | -2.8144 | 0.017801 | 0.046181 | 0.20123 | 0.20125 | 0.20125 | 0.99787 | -0.010722 | 0.99273 | -0.31133 | 31.2013
41 | 0.2886 | 0.13921 | -0.2886 | -0.13978 | 2.7131e-06 | -0.00056033 | 0.0092727 | 0.0092797 | 0.0092797 | 0.99754 | -0.015619 | 0.99753 | -0.015537 | 4.2181
42 | 3.9933 | 1.8367 | -3.9889 | -1.8403 | 0.0044172 | -0.0035413 | 0.1272 | 0.12726 | 0.12726 | 0.99754 | -0.015619 | 0.99651 | -0.0070386 | 57.8443
43 | 3.9889 | 1.8403 | -3.9871 | -1.8417 | 0.0017837 | -0.0014258 | 0.12726 | 0.12728 | 0.12728 | 0.99651 | -0.0070386 | 0.99609 | -0.0035531 | 57.855
44 | 3.8023 | 1.7522 | -3.8021 | -1.7523 | 0.00016607 | -0.00015091 | 0.12133 | 0.12133 | 0.12133 | 0.99609 | -0.0035531 | 0.99605 | -0.0032141 | 55.1518
45 | 0.081869 | 0.039229 | -0.081869 | -0.039651 | 1.6236e-07 | -0.00042188 | 0.0026207 | 0.002626 | 0.002626 | 0.99999 | 7.8748e-05 | 0.99999 | 9.582e-05 | 1.1936
46 | 0.19892 | 0.087859 | -0.19891 | -0.08799 | 8.2676e-06 | -0.00013137 | 0.0063228 | 0.0063244 | 0.0063244 | 0.99285 | -0.005144 | 0.9928 | -0.0055112 | 3.0116
47 | 0.28791 | 0.13924 | -0.2879 | -0.13944 | 9.6461e-07 | -0.00019622 | 0.0093 | 0.0093025 | 0.0093025 | 0.9927 | -0.0039548 | 0.99269 | -0.0039256 | 4.2284
48 | 0.59723 | 0.26216 | -0.59712 | -0.26768 | 0.00011386 | -0.0055243 | 0.018967 | 0.019032 | 0.019032 | 0.9927 | -0.0039548 | 0.99252 | -0.002613 | 8.6511
49 | 0.42681 | 0.19973 | -0.4268 | -0.20039 | 7.0712e-06 | -0.00066069 | 0.013706 | 0.013714 | 0.013714 | 0.99252 | -0.002613 | 0.9925 | -0.0024791 | 6.2336
50 | 0.17031 | 0.067947 | -0.17029 | -0.082438 | 2.4132e-05 | -0.014491 | 0.0053332 | 0.0055034 | 0.0055034 | 0.99252 | -0.002613 | 0.99238 | -0.0016284 | 2.5015
51 | 0.27626 | 0.12749 | -0.27626 | -0.12838 | 3.971e-06 | -0.00089102 | 0.0088496 | 0.0088605 | 0.0088605 | 0.9925 | -0.0024791 | 0.99249 | -0.0023662 | 4.0275
52 | 0.17029 | 0.082438 | -0.17028 | -0.082472 | 1.6407e-06 | -3.4716e-05 | 0.0055034 | 0.0055038 | 0.0055038 | 0.99238 | -0.0016284 | 0.99237 | -0.001692 | 2.6209
53 | 0.21008 | 0.10173 | -0.21008 | -0.10175 | 1.5791e-06 | -2.1749e-05 | 0.0067795 | 0.0067798 | 0.0067798 | 0.99389 | -0.012745 | 0.99388 | -0.012795 | 3.2285
54 | 2.5583 | 1.1827 | -2.558 | -1.1834 | 0.00026912 | -0.00062392 | 0.082024 | 0.082033 | 0.082033 | 0.99192 | 0.0035336 | 0.99182 | 0.0043571 | 37.2876
55 | 1.2443 | 0.5562 | -1.2441 | -0.55816 | 0.00017945 | -0.001966 | 0.039598 | 0.039622 | 0.039622 | 0.9936 | -0.010654 | 0.99346 | -0.0096132 | 18.0102
56 | 2.245 | 1.0318 | -2.2436 | -1.0311 | 0.0014022 | 0.0006997 | 0.071913 | 0.071915 | 0.071915 | 0.99182 | 0.0043571 | 0.99116 | -0.00057273 | 34.2453
57 | 2.2436 | 1.0311 | -2.2432 | -1.0324 | 0.0004162 | -0.0012899 | 0.071915 | 0.071932 | 0.071932 | 0.99116 | -0.00057273 | 0.99099 | 0.00085966 | 32.6965
58 | 0.083972 | 0.039851 | -0.083972 | -0.04067 | 3.3951e-07 | -0.00081834 | 0.0027009 | 0.0027111 | 0.0027111 | 0.99346 | -0.0096132 | 0.99346 | -0.0095788 | 1.2323
59 | 1.1601 | 0.51831 | -1.1591 | -0.51816 | 0.0010772 | 0.00015279 | 0.036922 | 0.036928 | 0.036928 | 0.99346 | -0.0096132 | 0.99248 | -0.017575 | 17.585
60 | 3.8021 | 1.7523 | -3.7977 | -1.7564 | 0.0044258 | -0.0040127 | 0.12133 | 0.1214 | 0.1214 | 0.99605 | -0.0032141 | 0.99496 | 0.005865 | 55.1812
61 | 6.3227 | 2.8144 | -6.3223 | -2.8162 | 0.00042065 | -0.0018441 | 0.20125 | 0.20127 | 0.20127 | 0.99273 | -0.31133 | 0.99266 | -0.3117 | 31.5475
62 | -0.26909 | -0.13033 | 0.2691 | 0.13027 | 6.5823e-06 | -5.3895e-05 | 0.0086751 | 0.0086743 | 0.0086751 | 0.99494 | 0.0057037 | 0.99496 | 0.005865 | 4.131
63 | 3.5286 | 1.6261 | -3.5264 | -1.6285 | 0.002177 | -0.0023848 | 0.11273 | 0.11276 | 0.11276 | 0.99496 | 0.005865 | 0.99439 | 0.010666 | 51.2558
64 | 2.867 | 1.3193 | -2.8657 | -1.3217 | 0.0013032 | -0.0023569 | 0.091619 | 0.091652 | 0.091652 | 0.99439 | 0.010666 | 0.99396 | 0.014192 | 41.6601
65 | 0.65948 | 0.30916 | -0.65934 | -0.31458 | 0.00013855 | -0.0054209 | 0.021144 | 0.021212 | 0.021212 | 0.99439 | 0.010666 | 0.99419 | 0.012401 | 9.6418
66 | 2.617 | 1.2115 | -2.6164 | -1.2111 | 0.00062474 | 0.00033238 | 0.083754 | 0.083755 | 0.083755 | 0.99396 | 0.014192 | 0.99371 | 0.012351 | 39.8832
67 | 0.24866 | 0.11021 | -0.24862 | -0.12019 | 3.5825e-05 | -0.0099806 | 0.0078992 | 0.0080212 | 0.0080212 | 0.99396 | 0.014192 | 0.99383 | 0.015325 | 3.646
68 | 0.078104 | 0.033076 | -0.078102 | -0.037827 | 1.6671e-06 | -0.0047506 | 0.0024628 | 0.0025198 | 0.0025198 | 0.99419 | 0.012401 | 0.99417 | 0.012561 | 1.1454
69 | 0.24862 | 0.12019 | -0.2486 | -0.1204 | 2.1961e-05 | -0.00021203 | 0.0080212 | 0.0080241 | 0.0080241 | 0.99383 | 0.015325 | 0.99374 | 0.014741 | 3.821
70 | 2.4256 | 1.1187 | -2.4207 | -1.1162 | 0.0048521 | 0.0025072 | 0.077597 | 0.077603 | 0.077603 | 0.99371 | 0.012351 | 0.9916 | -0.0032797 | 36.9539
71 | 0.19891 | 0.08799 | -0.1989 | -0.0944 | 1.4733e-05 | -0.0064104 | 0.0063244 | 0.0064021 | 0.0064021 | 0.9928 | -0.0055112 | 0.99273 | -0.0049436 | 2.91
72 | 0.27626 | 0.12838 | -0.27624 | -0.13354 | 2.3194e-05 | -0.0051601 | 0.0088605 | 0.0089249 | 0.0089249 | 0.99249 | -0.0023662 | 0.99241 | -0.0016693 | 4.0568
73 | -0.27621 | -0.13377 | 0.27624 | 0.13354 | 3.079e-05 | -0.00023568 | 0.0089281 | 0.0089249 | 0.0089281 | 0.99229 | -0.0024067 | 0.99241 | -0.0016693 | 4.2515
74 | 1.7088 | 0.77139 | -1.7088 | -0.77147 | 1.4319e-05 | -8.0281e-05 | 0.05458 | 0.054581 | 0.054581 | 0.9916 | -0.0032797 | 0.99159 | -0.003218 | 24.8096
75 | 1.7088 | 0.77147 | -1.708 | -0.77592 | 0.0007944 | -0.0044467 | 0.054581 | 0.054637 | 0.054637 | 0.99159 | -0.003218 | 0.99116 | 0.00023668 | 24.8351
76 | 1.708 | 0.77592 | -1.7076 | -0.77576 | 0.00039005 | 0.00015833 | 0.054637 | 0.054638 | 0.054638 | 0.99116 | 0.00023668 | 0.99092 | -0.0016298 | 26.0183
77 | -0.19889 | -0.096329 | 0.1989 | 0.0944 | 4.5049e-06 | -0.0019286 | 0.0064264 | 0.0064021 | 0.0064264 | 0.99271 | -0.0047507 | 0.99273 | -0.0049436 | 2.9211
78 | -0.22576 | -0.10934 | 0.22579 | 0.10893 | 3.5382e-05 | -0.00041197 | 0.0073167 | 0.0073112 | 0.0073167 | 0.98966 | -0.33323 | 0.98983 | -0.33219 | 3.4842
79 | -0.32752 | -0.15819 | 0.32752 | 0.15726 | 5.9757e-06 | -0.00092986 | 0.010608 | 0.010596 | 0.010608 | 0.98983 | -0.33219 | 0.98984 | -0.33235 | 4.8216
80 | 0.32754 | 0.15368 | -0.32754 | -0.15411 | 2.7262e-06 | -0.00042816 | 0.010551 | 0.010556 | 0.010556 | 0.98991 | -0.33293 | 0.9899 | -0.33286 | 4.7983
81 | -0.49429 | -0.23444 | 0.49431 | 0.23328 | 1.6903e-05 | -0.00116 | 0.015954 | 0.015939 | 0.015954 | 0.98991 | -0.33293 | 0.98994 | -0.33321 | 7.2516
82 | 0.32754 | 0.15411 | -0.32752 | -0.15726 | 2.0199e-05 | -0.0031587 | 0.010556 | 0.010596 | 0.010596 | 0.9899 | -0.33286 | 0.98984 | -0.33235 | 4.8163
83 | -0.64922 | -0.30776 | 0.64932 | 0.30373 | 0.00010146 | -0.0040314 | 0.020951 | 0.020901 | 0.020951 | 0.98994 | -0.33321 | 0.99008 | -0.33449 | 9.5233
84 | 0.15491 | 0.074487 | -0.15491 | -0.074924 | 6.2783e-07 | -0.00043732 | 0.0050123 | 0.0050178 | 0.0050178 | 0.98994 | -0.33321 | 0.98993 | -0.33318 | 2.2808
85 | 6.0329 | 2.676 | -6.0324 | -2.6785 | 0.00051049 | -0.0024886 | 0.19193 | 0.19196 | 0.19196 | 0.99266 | -0.3117 | 0.99258 | -0.31218 | 30.0876
86 | 6.0324 | 2.6785 | -6.0301 | -2.6894 | 0.0022376 | -0.010891 | 0.19196 | 0.1921 | 0.1921 | 0.99258 | -0.31218 | 0.99219 | -0.31428 | 30.1101
87 | 0.068155 | 0.029194 | -0.068155 | -0.033009 | 9.0556e-08 | -0.0038154 | 0.0021572 | 0.0022033 | 0.0022033 | 0.99219 | -0.31428 | 0.99219 | -0.31429 | 0.34534
88 | 0.40004 | 0.19353 | -0.40003 | -0.19369 | 1.5225e-06 | -0.00015988 | 0.012929 | 0.012931 | 0.012931 | 0.99219 | -0.31428 | 0.99219 | -0.31425 | 5.8779
89 | 5.5619 | 2.4667 | -5.5602 | -2.4769 | 0.001755 | -0.01021 | 0.17702 | 0.17716 | 0.17716 | 0.99219 | -0.31428 | 0.99187 | -0.31607 | 27.7673
90 | -5.0135 | -2.2196 | 5.0142 | 2.2143 | 0.00073284 | -0.0053444 | 0.1596 | 0.15953 | 0.1596 | 0.99171 | -0.31692 | 0.99187 | -0.31607 | 25.0154
91 | 5.0135 | 2.2196 | -5.0133 | -2.221 | 0.00019671 | -0.0014334 | 0.1596 | 0.15962 | 0.15962 | 0.99171 | -0.31692 | 0.99167 | -0.31714 | 25.0182
92 | 0.54597 | 0.26265 | -0.54597 | -0.26292 | 4.8305e-06 | -0.00027186 | 0.017633 | 0.017637 | 0.017637 | 0.99187 | -0.31607 | 0.99186 | -0.31599 | 8.0167
93 | 4.825 | 2.1298 | -4.8245 | -2.1287 | 0.00044352 | 0.001121 | 0.15353 | 0.15353 | 0.15353 | 0.99167 | -0.31714 | 0.99151 | -0.32705 | 23.8032
94 | 0.29425 | 0.14101 | -0.29422 | -0.14118 | 2.5656e-05 | -0.00017139 | 0.0094964 | 0.0094988 | 0.0094988 | 0.99186 | -0.31599 | 0.99177 | -0.31659 | 4.5232
95 | 0.36627 | 0.17055 | -0.36623 | -0.17596 | 4.3313e-05 | -0.0054097 | 0.01179 | 0.011858 | 0.011858 | 0.98928 | -0.37732 | 0.98917 | -0.37634 | 5.3898
96 | -0.69478 | -0.32846 | 0.69517 | 0.31475 | 0.00039411 | -0.013713 | 0.022425 | 0.022256 | 0.022425 | 0.98928 | -0.37732 | 0.98981 | -0.38176 | 10.1933
97 | 0.32851 | 0.15791 | -0.3285 | -0.1591 | 7.7243e-06 | -0.0011912 | 0.010636 | 0.010651 | 0.010651 | 0.98928 | -0.37732 | 0.98926 | -0.37711 | 4.8413
98 | 0.36623 | 0.17596 | -0.36622 | -0.17737 | 1.1354e-05 | -0.0014077 | 0.011858 | 0.011875 | 0.011875 | 0.98917 | -0.37634 | 0.98915 | -0.37607 | 5.3979
99 | 2.1627 | 0.91693 | -2.1626 | -0.91669 | 0.00012922 | 0.00024306 | 0.06851 | 0.068511 | 0.068511 | 0.98981 | -0.38176 | 0.9897 | -0.38834 | 10.6219
100 | -2.8579 | -1.2317 | 2.8585 | 1.2329 | 0.00055901 | 0.0012457 | 0.090761 | 0.090758 | 0.090761 | 0.98981 | -0.38176 | 0.99016 | -0.36043 | 14.0715
101 | 0.40003 | 0.19369 | -0.40002 | -0.19374 | 1.4536e-05 | -4.8226e-05 | 0.012931 | 0.012932 | 0.012932 | 0.99219 | -0.31425 | 0.99215 | -0.31449 | 6.1582
102 | 4.8245 | 2.1287 | -4.8216 | -2.1522 | 0.0029783 | -0.023515 | 0.15353 | 0.15383 | 0.15383 | 0.99151 | -0.32705 | 0.99087 | -0.33058 | 24.111
103 | 0.29422 | 0.14118 | -0.29421 | -0.14249 | 6.7785e-06 | -0.0013173 | 0.0094988 | 0.0095155 | 0.0095155 | 0.99177 | -0.31659 | 0.99174 | -0.31639 | 4.3252
104 | 1.7734 | 0.7282 | -1.7734 | -0.7306 | 3.8009e-05 | -0.0023985 | 0.055918 | 0.055945 | 0.055945 | 0.9897 | -0.38834 | 0.98968 | -0.3885 | 8.7688
105 | -3.0944 | -1.3472 | 3.0952 | 1.3491 | 0.00081532 | 0.0018726 | 0.098395 | 0.098392 | 0.098395 | 0.99016 | -0.36043 | 0.99064 | -0.33184 | 15.2551
106 | -0.27552 | -0.13344 | 0.27554 | 0.13324 | 2.6654e-05 | -0.00020374 | 0.0089196 | 0.0089168 | 0.0089196 | 0.99076 | -0.33113 | 0.99086 | -0.33049 | 4.2474
107 | -0.35117 | -0.16986 | 0.35117 | 0.1694 | 3.4271e-06 | -0.00046515 | 0.011365 | 0.011359 | 0.011365 | 0.99086 | -0.33049 | 0.99087 | -0.33058 | 5.1659
108 | -1.1715 | -0.55621 | 1.1717 | 0.55451 | 0.00014198 | -0.0017019 | 0.037802 | 0.03778 | 0.037802 | 0.99036 | -0.33273 | 0.99047 | -0.33373 | 17.1826
109 | 0.76002 | 0.3569 | -0.75983 | -0.35699 | 0.00019029 | -8.9502e-05 | 0.024475 | 0.024477 | 0.024477 | 0.99036 | -0.33273 | 0.99009 | -0.33457 | 11.6558
110 | -1.1717 | -0.55451 | 1.1719 | 0.54563 | 0.00018397 | -0.0088754 | 0.03778 | 0.037668 | 0.03778 | 0.99047 | -0.33373 | 0.99064 | -0.33184 | 10.4365
111 | 0.64933 | 0.30348 | -0.64932 | -0.30373 | 6.4502e-06 | -0.00025699 | 0.020898 | 0.020901 | 0.020901 | 0.99009 | -0.33457 | 0.99008 | -0.33449 | 9.5004
112 | 0.20229 | 0.097319 | -0.20229 | -0.097973 | 1.5988e-06 | -0.00065447 | 0.0065415 | 0.0065498 | 0.0065498 | 0.99064 | -0.33184 | 0.99063 | -0.33177 | 2.9772
113 | -4.4694 | -1.992 | 4.4704 | 1.9828 | 0.00099256 | -0.0091928 | 0.14259 | 0.14247 | 0.14259 | 0.99064 | -0.33184 | 0.99087 | -0.33058 | 22.3496
114 | 1.7734 | 0.7306 | -1.7732 | -0.73937 | 0.00013939 | -0.0087751 | 0.055945 | 0.056044 | 0.056044 | 0.98968 | -0.3885 | 0.9896 | -0.38907 | 8.7843
115 | 1.7732 | 0.73937 | -1.7732 | -0.74311 | 5.9474e-05 | -0.0037342 | 0.056044 | 0.056086 | 0.056086 | 0.9896 | -0.38907 | 0.98956 | -0.3893 | 8.7909
116 | 1.4987 | 0.61016 | -1.4987 | -0.61014 | 2.3892e-05 | 2.3594e-05 | 0.047204 | 0.047205 | 0.047205 | 0.98956 | -0.3893 | 0.98953 | -0.39109 | 7.3186
117 | 0.26583 | 0.09941 | -0.26582 | -0.12866 | 1.0464e-05 | -0.029252 | 0.0082796 | 0.0086157 | 0.0086157 | 0.98953 | -0.39109 | 0.98949 | -0.39135 | 1.3504
118 | 1.2328 | 0.51073 | -1.2327 | -0.52658 | 0.00012169 | -0.015844 | 0.038929 | 0.039109 | 0.039109 | 0.98953 | -0.39109 | 0.98943 | -0.39178 | 6.13
119 | 0.26582 | 0.12866 | -0.26581 | -0.12874 | 9.3685e-06 | -7.6915e-05 | 0.0086157 | 0.0086168 | 0.0086168 | 0.98949 | -0.39135 | 0.98946 | -0.39158 | 4.1032
120 | 1.0779 | 0.45167 | -1.0776 | -0.47568 | 0.00027843 | -0.024009 | 0.034098 | 0.034378 | 0.034378 | 0.98943 | -0.39178 | 0.98913 | -0.39787 | 8.1658
121 | 0.1548 | 0.074909 | -0.1548 | -0.074974 | 2.5443e-06 | -6.4684e-05 | 0.0050176 | 0.0050184 | 0.0050184 | 0.98943 | -0.39178 | 0.98941 | -0.39188 | 2.3897
122 | 1.0776 | 0.47568 | -1.0775 | -0.47685 | 8.0906e-05 | -0.0011733 | 0.034378 | 0.034392 | 0.034392 | 0.98913 | -0.39787 | 0.98906 | -0.39735 | 15.6327
123 | 0.86372 | 0.37329 | -0.86367 | -0.37437 | 4.7172e-05 | -0.0010797 | 0.027463 | 0.027475 | 0.027475 | 0.98906 | -0.39735 | 0.98901 | -0.39699 | 12.4888
124 | 0.86367 | 0.37437 | -0.86311 | -0.387 | 0.00055576 | -0.012636 | 0.027475 | 0.027626 | 0.027626 | 0.98901 | -0.39699 | 0.98841 | -0.39253 | 12.5574
125 | -0.14249 | -0.069011 | 0.14249 | 0.068971 | 1.3346e-06 | -4.0011e-05 | 0.0046244 | 0.0046239 | 0.0046244 | 0.9883 | -0.39189 | 0.98831 | -0.39183 | 2.2021
126 | -0.76573 | -0.34263 | 0.76581 | 0.34045 | 7.5618e-05 | -0.0021803 | 0.024503 | 0.024477 | 0.024503 | 0.98831 | -0.39183 | 0.98841 | -0.39253 | 11.1378
127 | 0.32926 | 0.14354 | -0.32916 | -0.15892 | 9.8864e-05 | -0.015385 | 0.010491 | 0.010679 | 0.010679 | 0.98831 | -0.39183 | 0.98804 | -0.38951 | 4.8543
128 | 0.29398 | 0.13012 | -0.29392 | -0.14218 | 6.1927e-05 | -0.012059 | 0.0093904 | 0.0095387 | 0.0095387 | 0.98831 | -0.39183 | 0.98812 | -0.39017 | 4.3358
129 | 0.097305 | 0.046553 | -0.097305 | -0.047127 | 3.2697e-07 | -0.00057419 | 0.0031504 | 0.0031577 | 0.0031577 | 0.98841 | -0.39253 | 0.9884 | -0.3925 | 1.4353
130 | 0.32916 | 0.15892 | -0.32916 | -0.15942 | 3.237e-06 | -0.00049429 | 0.010679 | 0.010686 | 0.010686 | 0.98804 | -0.38951 | 0.98803 | -0.38943 | 4.8571
131 | 0.29392 | 0.14218 | -0.2939 | -0.14234 | 2.4465e-05 | -0.00016053 | 0.0095387 | 0.0095409 | 0.0095409 | 0.98812 | -0.39017 | 0.98803 | -0.39072 | 4.5433
132 | -1.1061 | -0.49277 | 1.1062 | 0.49254 | 1.6546e-05 | -0.00023006 | 0.035222 | 0.03522 | 0.035222 | 0.99246 | -0.017469 | 0.99248 | -0.017575 | 16.0102
133 | 0.16066 | 0.066948 | -0.16065 | -0.073768 | 1.0138e-05 | -0.0068195 | 0.0050697 | 0.0051495 | 0.0051495 | 0.99104 | -0.0059105 | 0.99098 | -0.0054817 | 2.3407
134 | 0.091572 | 0.043409 | -0.091559 | -0.044344 | 1.2538e-05 | -0.00093493 | 0.0029521 | 0.0029639 | 0.0029639 | 0.99098 | -0.0054817 | 0.99084 | -0.0064208 | 1.4114
135 | 0.069074 | 0.030359 | -0.069073 | -0.033454 | 8.658e-07 | -0.0030951 | 0.0021979 | 0.0022357 | 0.0022357 | 0.99098 | -0.0054817 | 0.99097 | -0.0053839 | 1.0162
136 | -0.41368 | -0.20035 | 0.4137 | 0.1987 | 1.7067e-05 | -0.0016573 | 0.013414 | 0.013393 | 0.013414 | 0.98914 | 0.0064229 | 0.98917 | 0.0060668 | 6.0975
137 | -0.73871 | -0.34793 | 0.73909 | 0.33628 | 0.00037919 | -0.01165 | 0.02383 | 0.023686 | 0.02383 | 0.98917 | 0.0060668 | 0.98965 | 0.0020387 | 10.8317
138 | 0.32502 | 0.14924 | -0.32497 | -0.15636 | 4.4823e-05 | -0.007126 | 0.010437 | 0.010526 | 0.010526 | 0.98917 | 0.0060668 | 0.98905 | 0.0071898 | 4.7845
139 | 0.27365 | 0.13238 | -0.27365 | -0.13254 | 6.9957e-07 | -0.0001556 | 0.0088673 | 0.0088693 | 0.0088693 | 0.98965 | 0.0020387 | 0.98965 | 0.0020609 | 4.0315
140 | -1.2985 | -0.58725 | 1.2991 | 0.58221 | 0.00051142 | -0.0050418 | 0.041571 | 0.041509 | 0.041571 | 0.98965 | 0.0020387 | 0.99002 | -0.00084232 | 18.8959
141 | 0.28579 | 0.11859 | -0.28576 | -0.12493 | 2.977e-05 | -0.0063413 | 0.0090256 | 0.0090982 | 0.0090982 | 0.98965 | 0.0020387 | 0.98955 | 0.0026925 | 4.1355
142 | 0.32497 | 0.15636 | -0.32497 | -0.15739 | 6.5298e-06 | -0.0010279 | 0.010526 | 0.010539 | 0.010539 | 0.98905 | 0.0071898 | 0.98903 | 0.0073636 | 4.7904
143 | -1.6382 | -0.74441 | 1.6383 | 0.74369 | 0.00011802 | -0.00071666 | 0.052468 | 0.052459 | 0.052468 | 0.99002 | -0.00084232 | 0.99008 | -0.0013814 | 23.8493
144 | 0.33916 | 0.1622 | -0.33915 | -0.16426 | 1.415e-05 | -0.0020549 | 0.010962 | 0.010988 | 0.010988 | 0.99002 | -0.00084232 | 0.98998 | -0.00048393 | 4.9947
145 | 0.07157 | 0.032983 | -0.071569 | -0.034663 | 5.1162e-07 | -0.00168 | 0.0022989 | 0.0023198 | 0.0023198 | 0.98955 | 0.0026925 | 0.98954 | 0.0027514 | 1.0545
146 | 0.21419 | 0.091945 | -0.21417 | -0.10217 | 2.7501e-05 | -0.010224 | 0.0067999 | 0.0069231 | 0.0069231 | 0.98955 | 0.0026925 | 0.98943 | 0.0036479 | 3.1469
147 | -1.7497 | -0.79654 | 1.7502 | 0.7936 | 0.00055598 | -0.0029406 | 0.056052 | 0.056014 | 0.056052 | 0.99008 | -0.0013814 | 0.99038 | -0.0037611 | 25.4781
148 | 0.11132 | 0.052845 | -0.11132 | -0.053915 | 7.9139e-07 | -0.0010705 | 0.0035929 | 0.0036064 | 0.0036064 | 0.99008 | -0.0013814 | 0.99008 | -0.0013208 | 1.6393
149 | 0.21417 | 0.10217 | -0.21416 | -0.10372 | 4.2676e-06 | -0.0015533 | 0.0069231 | 0.0069427 | 0.0069427 | 0.98943 | 0.0036479 | 0.98941 | 0.0038186 | 3.1558
150 | -1.7502 | -0.7936 | 1.7503 | 0.79364 | 0.00010961 | 4.5695e-05 | 0.056014 | 0.056014 | 0.056014 | 0.99038 | -0.0037611 | 0.99045 | -0.0032464 | 26.6735
151 | -0.26894 | -0.13025 | 0.26895 | 0.12893 | 5.7643e-06 | -0.0013225 | 0.0087285 | 0.0087117 | 0.0087285 | 0.98829 | -0.013548 | 0.98831 | -0.013733 | 3.9675
152 | -0.26895 | -0.12893 | 0.269 | 0.12854 | 4.884e-05 | -0.00039091 | 0.0087117 | 0.0087064 | 0.0087117 | 0.98831 | -0.013733 | 0.9885 | -0.012482 | 4.1484
153 | -0.269 | -0.12854 | 0.26905 | 0.11495 | 5.7894e-05 | -0.013593 | 0.0087064 | 0.0085426 | 0.0087064 | 0.9885 | -0.012482 | 0.9887 | -0.014078 | 3.9575
154 | -0.52881 | -0.24071 | 0.529 | 0.22943 | 0.00018492 | -0.011273 | 0.016964 | 0.01683 | 0.016964 | 0.9887 | -0.014078 | 0.98903 | -0.016551 | 7.7111
155 | 0.25976 | 0.12576 | -0.25976 | -0.12581 | 5.3058e-06 | -4.5615e-05 | 0.0084264 | 0.0084271 | 0.0084271 | 0.9887 | -0.014078 | 0.98868 | -0.014213 | 4.0129
156 | -0.22141 | -0.10704 | 0.22142 | 0.10461 | 7.152e-06 | -0.0024334 | 0.0071806 | 0.0071499 | 0.0071806 | 0.98869 | -0.014264 | 0.98872 | -0.014538 | 3.2639
157 | 0.22141 | 0.10704 | -0.22141 | -0.10724 | 5.7655e-07 | -0.00019525 | 0.0071806 | 0.0071831 | 0.0071831 | 0.98869 | -0.014264 | 0.98869 | -0.014242 | 3.265
158 | -0.22142 | -0.10461 | 0.22142 | 0.10445 | 4.4895e-07 | -0.00015345 | 0.0071499 | 0.007148 | 0.0071499 | 0.98872 | -0.014538 | 0.98872 | -0.014554 | 3.25
159 | -0.41914 | -0.20021 | 0.41915 | 0.20017 | 1.4876e-05 | -4.3665e-05 | 0.013562 | 0.013561 | 0.013562 | 0.98872 | -0.014554 | 0.98876 | -0.014308 | 6.458
160 | -0.41915 | -0.20017 | 0.41927 | 0.18874 | 0.00011924 | -0.011425 | 0.013561 | 0.01342 | 0.013561 | 0.98876 | -0.014308 | 0.98903 | -0.016551 | 6.1642
161 | 0.38473 | 0.17651 | -0.38465 | -0.186 | 8.3829e-05 | -0.0094903 | 0.012355 | 0.012473 | 0.012473 | 0.98903 | -0.016551 | 0.98882 | -0.014767 | 5.6697
162 | -1.333 | -0.59469 | 1.3333 | 0.59478 | 0.00035065 | 9.2978e-05 | 0.042604 | 0.042602 | 0.042604 | 0.98903 | -0.016551 | 0.9893 | -0.014285 | 20.2875
163 | 0.38465 | 0.186 | -0.38464 | -0.18629 | 2.5696e-06 | -0.00028797 | 0.012473 | 0.012477 | 0.012477 | 0.98882 | -0.014767 | 0.98882 | -0.014709 | 5.6714
164 | -1.5971 | -0.72251 | 1.5995 | 0.72343 | 0.0024436 | 0.000917 | 0.051149 | 0.051142 | 0.051149 | 0.9893 | -0.014285 | 0.99092 | -0.0016298 | 24.3567
165 | -2.1212 | -0.97328 | 2.1223 | 0.97381 | 0.0010987 | 0.00053202 | 0.068022 | 0.06802 | 0.068022 | 0.99045 | -0.0032464 | 0.99099 | 0.00085966 | 32.3915
166 | 0.15491 | 0.074924 | -0.15491 | -0.075024 | 1.4391e-07 | -0.0001001 | 0.0050178 | 0.0050191 | 0.0050191 | 0.98993 | -0.33318 | 0.98993 | -0.33317 | 2.2814

## res_trafo
| p_hv_mw | q_hv_mvar | p_lv_mw | q_lv_mvar | pl_mw | ql_mvar | i_hv_ka | i_lv_ka | vm_hv_pu | va_hv_degree | vm_lv_pu | va_lv_degree | loading_percent
0 | 2.6518e-14 | 1.7507e-14 | 0.013999 | 0.0105 | 0.013999 | 0.0105 | 1.6678e-16 | 0.00050517 | 0.99997 | 149.9981 | 1 | 0 | 0.069998

## res_ext_grid
| p_mw | q_mvar
0 | 19.6476 | 8.8353

## res_load
| p_mw | q_mvar
0 | 0.31867 | 0.15434
1 | 0.21133 | 0.10235
2 | 0.093345 | 0.045209
3 | 0.26614 | 0.1289
4 | 0.096228 | 0.046605
5 | 0.2605 | 0.12617
6 | 0.33909 | 0.16423
7 | 0.37635 | 0.18228
8 | 0.29659 | 0.14365
9 | 0.36363 | 0.17612
10 | 0.27432 | 0.13286
11 | 0.23245 | 0.11258
12 | 0.13116 | 0.063523
13 | 0.18479 | 0.0895
14 | 0.2886 | 0.13978
15 | 0.21775 | 0.10546
16 | 0.15054 | 0.072908
17 | 0.14397 | 0.069728
18 | 0.21008 | 0.10175
19 | 0.2879 | 0.13944
20 | 0.52343 | 0.25351
21 | 0.17028 | 0.082472
22 | 0.23758 | 0.11506
23 | 0.31298 | 0.15158
24 | 0.26909 | 0.13033
25 | 0.58123 | 0.2815
26 | 0.2486 | 0.1204
27 | 0.19081 | 0.092416
28 | 0.078102 | 0.037827
29 | 0.27621 | 0.13377
30 | 0.71194 | 0.34481
31 | 0.19889 | 0.096329
32 | 0.081869 | 0.039651
33 | 0.22576 | 0.10934
34 | 0.10172 | 0.049268
35 | 0.16675 | 0.080761
36 | 0.28943 | 0.14018
37 | 0.18828 | 0.091189
38 | 0.25172 | 0.12192
39 | 0.3285 | 0.1591
40 | 0.068155 | 0.033009
41 | 0.36622 | 0.17737
42 | 0.38918 | 0.18849
43 | 0.23597 | 0.11429
44 | 0.27552 | 0.13344
45 | 0.075625 | 0.036627
46 | 0.40002 | 0.19374
47 | 0.41151 | 0.19931
48 | 0.1105 | 0.053518
49 | 0.20229 | 0.097973
50 | 0.29421 | 0.14249
51 | 0.27449 | 0.13294
52 | 0.1548 | 0.074974
53 | 0.21383 | 0.10356
54 | 0.26581 | 0.12874
55 | 0.14249 | 0.069011
56 | 0.097305 | 0.047127
57 | 0.32916 | 0.15942
58 | 0.2939 | 0.14234
59 | 0.18818 | 0.091137
60 | 0.13122 | 0.06355
61 | 0.052898 | 0.02562
62 | 0.083972 | 0.04067
63 | 0.41368 | 0.20035
64 | 0.091559 | 0.044344
65 | 0.27365 | 0.13254
66 | 0.33915 | 0.16426
67 | 0.32497 | 0.15739
68 | 0.071569 | 0.034663
69 | 0.11132 | 0.053915
70 | 0.26894 | 0.13025
71 | 0.22141 | 0.10724
72 | 0.19771 | 0.095757
73 | 0.21416 | 0.10372
74 | 0.25976 | 0.12581
75 | 0.26373 | 0.12773
76 | 0.38464 | 0.18629
77 | 0.10806 | 0.052335
78 | 0.069073 | 0.033454
79 | 0.37089 | 0.17963
80 | 0.1209 | 0.058552
81 | 0.15491 | 0.075024

## dtypes
| element | column | dtype
0 | bus | name | object
1 | bus | vn_kv | float64
2 | bus | type | object
3 | bus | zone | object
4 | bus | in_service | bool
5 | load | name | object
6 | load | bus | uint32
7 | load | p_mw | float64
8 | load | q_mvar | float64
9 | load | const_z_percent | float64
10 | load | const_i_percent | float64
11 | load | sn_mva | float64
12 | load | scaling | float64
13 | load | in_service | bool
14 | load | type | object
15 | ext_grid | name | object
16 | ext_grid | bus | uint32
17 | ext_grid | vm_pu | float64
18 | ext_grid | va_degree | float64
19 | ext_grid | slack_weight | float64
20 | ext_grid | in_service | bool
21 | line | name | object
22 | line | std_type | object
23 | line | from_bus | uint32
24 | line | to_bus | uint32
25 | line | length_km | float64
26 | line | r_ohm_per_km | float64
27 | line | x_ohm_per_km | float64
28 | line | c_nf_per_km | float64
29 | line | g_us_per_km | float64
30 | line | max_i_ka | float64
31 | line | df | float64
32 | line | parallel | uint32
33 | line | type | object
34 | line | in_service | bool
35 | trafo | name | object
36 | trafo | std_type | object
37 | trafo | hv_bus | uint32
38 | trafo | lv_bus | uint32
39 | trafo | sn_mva | float64
40 | trafo | vn_hv_kv | float64
41 | trafo | vn_lv_kv | float64
42 | trafo | vk_percent | float64
43 | trafo | vkr_percent | float64
44 | trafo | pfe_kw | float64
45 | trafo | i0_percent | float64
46 | trafo | shift_degree | float64
47 | trafo | tap_side | object
48 | trafo | tap_neutral | int32
49 | trafo | tap_min | int32
50 | trafo | tap_max | int32
51 | trafo | tap_step_percent | float64
52 | trafo | tap_step_degree | float64
53 | trafo | tap_pos | int32
54 | trafo | tap_phase_shifter | bool
55 | trafo | parallel | uint32
56 | trafo | df | float64
57 | trafo | in_service | bool
58 | bus_geodata | x | float64
59 | bus_geodata | y | float64
60 | bus_geodata | coords | object
61 | res_bus | vm_pu | float64
62 | res_bus | va_degree | float64
63 | res_bus | p_mw | float64
64 | res_bus | q_mvar | float64
65 | res_line | p_from_mw | float64
66 | res_line | q_from_mvar | float64
67 | res_line | p_to_mw | float64
68 | res_line | q_to_mvar | float64
69 | res_line | pl_mw | float64
70 | res_line | ql_mvar | float64
71 | res_line | i_from_ka | float64
72 | res_line | i_to_ka | float64
73 | res_line | i_ka | float64
74 | res_line | vm_from_pu | float64
75 | res_line | va_from_degree | float64
76 | res_line | vm_to_pu | float64
77 | res_line | va_to_degree | float64
78 | res_line | loading_percent | float64
79 | res_trafo | p_hv_mw | float64
80 | res_trafo | q_hv_mvar | float64
81 | res_trafo | p_lv_mw | float64
82 | res_trafo | q_lv_mvar | float64
83 | res_trafo | pl_mw | float64
84 | res_trafo | ql_mvar | float64
85 | res_trafo | i_hv_ka | float64
86 | res_trafo | i_lv_ka | float64
87 | res_trafo | vm_hv_pu | float64
88 | res_trafo | va_hv_degree | float64
89 | res_trafo | vm_lv_pu | float64
90 | res_trafo | va_lv_degree | float64
91 | res_trafo | loading_percent | float64
92 | res_ext_grid | p_mw | float64
93 | res_ext_grid | q_mvar | float64
94 | res_load | p_mw | float64
95 | res_load | q_mvar | float64

## parameters
| version | format_version | converged | OPF_converged | name | f_hz | sn_mva
0 | 2.14.6 | 2.14.0 | TRUE | FALSE |  | 50 | 1