## bus
| name | vn_kv | type | zone | in_service
0 | bus_MV_484_0_node_0 | 20 | n |  | TRUE
1 | bus_MV_484_0_node_1 | 20 | n |  | TRUE
2 | bus_MV_484_0_node_35 | 20 | n |  | TRUE
3 | bus_MV_484_0_node_2 | 20 | n |  | TRUE
4 | bus_MV_484_0_node_36 | 20 | n |  | TRUE
5 | bus_MV_484_0_node_34 | 20 | n |  | TRUE
6 | bus_MV_484_0_node_120 | 20 | n |  | TRUE
7 | bus_MV_484_0_node_135 | 20 | n |  | TRUE
8 | bus_MV_484_0_node_38 | 20 | n |  | TRUE
9 | bus_MV_484_0_node_118 | 20 | n |  | TRUE
10 | bus_MV_484_0_node_112 | 20 | n |  | TRUE
11 | bus_MV_484_0_node_3 | 20 | n |  | TRUE
12 | bus_MV_484_0_node_4 | 20 | n |  | TRUE
13 | bus_MV_484_0_node_5 | 20 | n |  | TRUE
14 | bus_MV_484_0_node_59 | 20 | n |  | TRUE
15 | bus_MV_484_0_node_6 | 20 | n |  | TRUE
16 | bus_MV_484_0_node_8 | 20 | n |  | TRUE
17 | bus_MV_484_0_node_58 | 20 | n |  | TRUE
18 | bus_MV_484_0_node_7 | 20 | n |  | TRUE
19 | bus_MV_484_0_node_126 | 20 | n |  | TRUE
20 | bus_MV_484_0_node_64 | 20 | n |  | TRUE
21 | bus_MV_484_0_node_75 | 20 | n |  | TRUE
22 | bus_MV_484_0_node_156 | 20 | n |  | TRUE
23 | bus_MV_484_0_node_62 | 20 | n |  | TRUE
24 | bus_MV_484_0_node_67 | 20 | n |  | TRUE
25 | bus_MV_484_0_node_68 | 20 | n |  | TRUE
26 | bus_MV_484_0_node_71 | 20 | n |  | TRUE
27 | bus_MV_484_0_node_26 | 20 | n |  | TRUE
28 | bus_MV_484_0_node_9 | 20 | n |  | TRUE
29 | bus_MV_484_0_node_10 | 20 | n |  | TRUE
30 | bus_MV_484_0_node_11 | 20 | n |  | TRUE
31 | bus_MV_484_0_node_13 | 20 | n |  | TRUE
32 | bus_MV_484_0_node_50 | 20 | n |  | TRUE
33 | bus_MV_484_0_node_48 | 20 | n |  | TRUE
34 | bus_MV_484_0_node_45 | 20 | n |  | TRUE
35 | bus_MV_484_0_node_128 | 20 | n |  | TRUE
36 | bus_MV_484_0_node_12 | 20 | n |  | TRUE
37 | bus_MV_484_0_node_14 | 20 | n |  | TRUE
38 | bus_MV_484_0_node_15 | 20 | n |  | TRUE
39 | bus_MV_484_0_node_19 | 20 | n |  | TRUE
40 | bus_MV_484_0_node_109 | 20 | n |  | TRUE
41 | bus_MV_484_0_node_162 | 20 | n |  | TRUE
42 | bus_MV_484_0_node_49 | 20 | n |  | TRUE
43 | bus_MV_484_0_node_47 | 20 | n |  | TRUE
44 | bus_MV_484_0_node_137 | 20 | n |  | TRUE
45 | bus_MV_484_0_node_136 | 20 | n |  | TRUE
46 | bus_MV_484_0_node_46 | 20 | n |  | TRUE
47 | bus_MV_484_0_node_169 | 20 | n |  | TRUE
48 | bus_MV_484_0_node_170 | 20 | n |  | TRUE
49 | bus_MV_484_0_node_129 | 20 | n |  | TRUE
50 | bus_MV_484_0_node_52 | 20 | n |  | TRUE
51 | bus_MV_484_0_node_133 | 20 | n |  | TRUE
52 | bus_MV_484_0_node_51 | 20 | n |  | TRUE
53 | bus_MV_484_0_node_139 | 20 | n |  | TRUE
54 | bus_MV_484_0_node_40 | 20 | n |  | TRUE
55 | bus_MV_484_0_node_42 | 20 | n |  | TRUE
56 | bus_MV_484_0_node_44 | 20 | n |  | TRUE
57 | bus_MV_484_0_node_134 | 20 | n |  | TRUE
58 | bus_MV_484_0_node_39 | 20 | n |  | TRUE
59 | bus_MV_484_0_node_70 | 20 | n |  | TRUE
60 | bus_MV_484_0_node_16 | 20 | n |  | TRUE
61 | bus_MV_484_0_node_108 | 20 | n |  | TRUE
62 | bus_MV_484_0_node_17 | 20 | n |  | TRUE
63 | bus_MV_484_0_node_18 | 20 | n |  | TRUE
64 | bus_MV_484_0_node_20 | 20 | n |  | TRUE
65 | bus_MV_484_0_node_107 | 20 | n |  | TRUE
66 | bus_MV_484_0_node_106 | 20 | n |  | TRUE
67 | bus_MV_484_0_node_123 | 20 | n |  | TRUE
68 | bus_MV_484_0_node_21 | 20 | n |  | TRUE
69 | bus_MV_484_0_node_22 | 20 | n |  | TRUE
70 | bus_MV_484_0_node_157 | 20 | n |  | TRUE
71 | bus_MV_484_0_node_105 | 20 | n |  | TRUE
72 | bus_MV_484_0_node_23 | 20 | n |  | TRUE
73 | bus_MV_484_0_node_25 | 20 | n |  | TRUE
74 | bus_MV_484_0_node_155 | 20 | n |  | TRUE
75 | bus_MV_484_0_node_24 | 20 | n |  | TRUE
76 | bus_MV_484_0_node_132 | 20 | n |  | TRUE
77 | bus_MV_484_0_node_152 | 20 | n |  | TRUE
78 | bus_MV_484_0_node_153 | 20 | n |  | TRUE
79 | bus_MV_484_0_node_154 | 20 | n |  | TRUE
80 | bus_MV_484_0_node_165 | 20 | n |  | TRUE
81 | bus_MV_484_0_node_27 | 20 | n |  | TRUE
82 | bus_MV_484_0_node_28 | 20 | n |  | TRUE
83 | bus_MV_484_0_node_29 | 20 | n |  | TRUE
84 | bus_MV_484_0_node_166 | 20 | n |  | TRUE
85 | bus_MV_484_0_node_30 | 20 | n |  | TRUE
86 | bus_MV_484_0_node_32 | 20 | n |  | TRUE
87 | bus_MV_484_0_node_72 | 20 | n |  | TRUE
88 | bus_MV_484_0_node_158 | 20 | n |  | TRUE
89 | bus_MV_484_0_node_61 | 20 | n |  | TRUE
90 | bus_MV_484_0_node_33 | 20 | n |  | TRUE
91 | bus_MV_484_0_node_31 | 20 | n |  | TRUE
92 | bus_MV_484_0_node_74 | 20 | n |  | TRUE
93 | bus_MV_484_0_node_110 | 20 | n |  | TRUE
94 | bus_MV_484_0_node_73 | 20 | n |  | TRUE
95 | bus_MV_484_0_node_161 | 20 | n |  | TRUE
96 | bus_MV_484_0_node_119 | 20 | n |  | TRUE
97 | bus_MV_484_0_node_111 | 20 | n |  | TRUE
98 | bus_MV_484_0_node_117 | 20 | n |  | TRUE
99 | bus_MV_484_0_node_37 | 20 | n |  | TRUE
100 | bus_MV_484_0_node_121 | 20 | n |  | TRUE
101 | bus_MV_484_0_node_41 | 20 | n |  | TRUE
102 | bus_MV_484_0_node_124 | 20 | n |  | TRUE
103 | bus_MV_484_0_node_43 | 20 | n |  | TRUE
104 | bus_MV_484_0_node_114 | 20 | n |  | TRUE
105 | bus_MV_484_0_node_145 | 20 | n |  | TRUE
106 | bus_MV_484_0_node_150 | 20 | n |  | TRUE
107 | bus_MV_484_0_node_115 | 20 | n |  | TRUE
108 | bus_MV_484_0_node_151 | 20 | n |  | TRUE
109 | bus_MV_484_0_node_138 | 20 | n |  | TRUE
110 | bus_MV_484_0_node_56 | 20 | n |  | TRUE
111 | bus_MV_484_0_node_140 | 20 | n |  | TRUE
112 | bus_MV_484_0_node_53 | 20 | n |  | TRUE
113 | bus_MV_484_0_node_54 | 20 | n |  | TRUE
114 | bus_MV_484_0_node_55 | 20 | n |  | TRUE
115 | bus_MV_484_0_node_57 | 20 | n |  | TRUE
116 | bus_MV_484_0_node_127 | 20 | n |  | TRUE
117 | bus_MV_484_0_node_159 | 20 | n |  | TRUE
118 | bus_MV_484_0_node_65 | 20 | n |  | TRUE
119 | bus_MV_484_0_node_66 | 20 | n |  | TRUE
120 | bus_MV_484_0_node_63 | 20 | n |  | TRUE
121 | bus_MV_484_0_node_102 | 20 | n |  | TRUE
122 | bus_MV_484_0_node_76 | 20 | n |  | TRUE
123 | bus_MV_484_0_node_77 | 20 | n |  | TRUE
124 | bus_MV_484_0_node_79 | 20 | n |  | TRUE
125 | bus_MV_484_0_node_78 | 20 | n |  | TRUE
126 | bus_MV_484_0_node_81 | 20 | n |  | TRUE
127 | bus_MV_484_0_node_160 | 20 | n |  | TRUE
128 | bus_MV_484_0_node_80 | 20 | n |  | TRUE
129 | bus_MV_484_0_node_89 | 20 | n |  | TRUE
130 | bus_MV_484_0_node_163 | 20 | n |  | TRUE
131 | bus_MV_484_0_node_164 | 20 | n |  | TRUE
132 | bus_MV_484_0_node_87 | 20 | n |  | TRUE
133 | bus_MV_484_0_node_88 | 20 | n |  | TRUE
134 | bus_MV_484_0_node_83 | 20 | n |  | TRUE
135 | bus_MV_484_0_node_85 | 20 | n |  | TRUE
136 | bus_MV_484_0_node_82 | 20 | n |  | TRUE
137 | bus_MV_484_0_node_100 | 20 | n |  | TRUE
138 | bus_MV_484_0_node_92 | 20 | n |  | TRUE
139 | bus_MV_484_0_node_84 | 20 | n |  | TRUE
140 | bus_MV_484_0_node_167 | 20 | n |  | TRUE
141 | bus_MV_484_0_node_168 | 20 | n |  | TRUE
142 | bus_MV_484_0_node_86 | 20 | n |  | TRUE
143 | bus_MV_484_0_node_91 | 20 | n |  | TRUE
144 | bus_MV_484_0_node_125 | 20 | n |  | TRUE
145 | bus_MV_484_0_node_90 | 20 | n |  | TRUE
146 | bus_MV_484_0_node_148 | 20 | n |  | TRUE
147 | bus_MV_484_0_node_147 | 20 | n |  | TRUE
148 | bus_MV_484_0_node_142 | 20 | n |  | TRUE
149 | bus_MV_484_0_node_99 | 20 | n |  | TRUE
150 | bus_MV_484_0_node_146 | 20 | n |  | TRUE
151 | bus_MV_484_0_node_143 | 20 | n |  | TRUE
152 | bus_MV_484_0_node_93 | 20 | n |  | TRUE
153 | bus_MV_484_0_node_94 | 20 | n |  | TRUE
154 | bus_MV_484_0_node_97 | 20 | n |  | TRUE
155 | bus_MV_484_0_node_96 | 20 | n |  | TRUE
156 | bus_MV_484_0_node_149 | 20 | n |  | TRUE
157 | bus_MV_484_0_node_101 | 20 | n |  | TRUE
158 | bus_MV_484_0_node_104 | 20 | n |  | TRUE
159 | bus_MV_484_0_node_116 | 20 | n |  | TRUE
160 | bus_MV_484_0_node_131 | 20 | n |  | TRUE
161 | bus_MV_484_0_node_130 | 20 | n |  | TRUE
162 | bus_MV_484_0_node_141 | 20 | n |  | TRUE
163 | bus_MV_484_0_node_144 | 20 | n |  | TRUE
164 | bus_HV_484_0_node_11 | 110 | n |  | TRUE

## load
| name | bus | p_mw | q_mvar | const_z_percent | const_i_percent | sn_mva | scaling | in_service | type
0 | MV_484_0_load_0 | 0 | 0.067748 | 0.032812 | 0 | 0 |  | 1 | TRUE | wye
1 | MV_484_0_load_36 | 4 | 0.51265 | 0.24829 | 0 | 0 |  | 1 | TRUE | wye
2 | MV_484_0_load_34 | 5 | 0.23686 | 0.11472 | 0 | 0 |  | 1 | TRUE | wye
3 | MV_484_0_load_120 | 6 | 0.14939 | 0.072354 | 0 | 0 |  | 1 | TRUE | wye
4 | MV_484_0_load_135 | 7 | 0.30305 | 0.14677 | 0 | 0 |  | 1 | TRUE | wye
5 | MV_484_0_load_118 | 9 | 0.12243 | 0.059295 | 0 | 0 |  | 1 | TRUE | wye
6 | MV_484_0_load_112 | 10 | 0.24907 | 0.12063 | 0 | 0 |  | 1 | TRUE | wye
7 | MV_484_0_load_3 | 11 | 0.10471 | 0.050714 | 0 | 0 |  | 1 | TRUE | wye
8 | MV_484_0_load_4 | 12 | 0.29653 | 0.14362 | 0 | 0 |  | 1 | TRUE | wye
9 | MV_484_0_load_58 | 17 | 0.39318 | 0.19043 | 0 | 0 |  | 1 | TRUE | wye
10 | MV_484_0_load_126 | 19 | 0.088554 | 0.042889 | 0 | 0 |  | 1 | TRUE | wye
11 | MV_484_0_load_75 | 21 | 0.31445 | 0.15229 | 0 | 0 |  | 1 | TRUE | wye
12 | MV_484_0_load_156 | 22 | 0.35509 | 0.17198 | 0 | 0 |  | 1 | TRUE | wye
13 | MV_484_0_load_62 | 23 | 0.4006 | 0.19402 | 0 | 0 |  | 1 | TRUE | wye
14 | MV_484_0_load_71 | 26 | 0.29337 | 0.14209 | 0 | 0 |  | 1 | TRUE | wye
15 | MV_484_0_load_26 | 27 | 0.4051 | 0.1962 | 0 | 0 |  | 1 | TRUE | wye
16 | MV_484_0_load_9 | 28 | 0.31941 | 0.1547 | 0 | 0 |  | 1 | TRUE | wye
17 | MV_484_0_load_128 | 35 | 0.14614 | 0.070777 | 0 | 0 |  | 1 | TRUE | wye
18 | MV_484_0_load_15 | 38 | 0.14926 | 0.072292 | 0 | 0 |  | 1 | TRUE | wye
19 | MV_484_0_load_19 | 39 | 0.23153 | 0.11214 | 0 | 0 |  | 1 | TRUE | wye
20 | MV_484_0_load_109 | 40 | 0.20925 | 0.10134 | 0 | 0 |  | 1 | TRUE | wye
21 | MV_484_0_load_162 | 41 | 0.088714 | 0.042966 | 0 | 0 |  | 1 | TRUE | wye
22 | MV_484_0_load_136 | 45 | 0.47537 | 0.23023 | 0 | 0 |  | 1 | TRUE | wye
23 | MV_484_0_load_169 | 47 | 0.35686 | 0.17284 | 0 | 0 |  | 1 | TRUE | wye
24 | MV_484_0_load_170 | 48 | 0.14074 | 0.068165 | 0 | 0 |  | 1 | TRUE | wye
25 | MV_484_0_load_129 | 49 | 0.082487 | 0.03995 | 0 | 0 |  | 1 | TRUE | wye
26 | MV_484_0_load_133 | 51 | 1.305 | 0.63202 | 0 | 0 |  | 1 | TRUE | wye
27 | MV_484_0_load_139 | 53 | 0.077077 | 0.03733 | 0 | 0 |  | 1 | TRUE | wye
28 | MV_484_0_load_134 | 57 | 0.075757 | 0.036691 | 0 | 0 |  | 1 | TRUE | wye
29 | MV_484_0_load_39 | 58 | 0.36087 | 0.17478 | 0 | 0 |  | 1 | TRUE | wye
30 | MV_484_0_load_70 | 59 | 0.39607 | 0.19183 | 0 | 0 |  | 1 | TRUE | wye
31 | MV_484_0_load_108 | 61 | 0.2034 | 0.098512 | 0 | 0 |  | 1 | TRUE | wye
32 | MV_484_0_load_20 | 64 | 0.30439 | 0.14742 | 0 | 0 |  | 1 | TRUE | wye
33 | MV_484_0_load_123 | 67 | 0.10193 | 0.049369 | 0 | 0 |  | 1 | TRUE | wye
34 | MV_484_0_load_157 | 70 | 0.20831 | 0.10089 | 0 | 0 |  | 1 | TRUE | wye
35 | MV_484_0_load_105 | 71 | 0.16026 | 0.077619 | 0 | 0 |  | 1 | TRUE | wye
36 | MV_484_0_load_155 | 74 | 0.26583 | 0.12874 | 0 | 0 |  | 1 | TRUE | wye
37 | MV_484_0_load_132 | 76 | 0.099135 | 0.048013 | 0 | 0 |  | 1 | TRUE | wye
38 | MV_484_0_load_152 | 77 | 0.3346 | 0.16205 | 0 | 0 |  | 1 | TRUE | wye
39 | MV_484_0_load_165 | 80 | 0.24985 | 0.12101 | 0 | 0 |  | 1 | TRUE | wye
40 | MV_484_0_load_27 | 81 | 0.34145 | 0.16537 | 0 | 0 |  | 1 | TRUE | wye
41 | MV_484_0_load_166 | 84 | 0.29061 | 0.14075 | 0 | 0 |  | 1 | TRUE | wye
42 | MV_484_0_load_72 | 87 | 0.14994 | 0.07262 | 0 | 0 |  | 1 | TRUE | wye
43 | MV_484_0_load_158 | 88 | 0.27598 | 0.13366 | 0 | 0 |  | 1 | TRUE | wye
44 | MV_484_0_load_31 | 91 | 0.37624 | 0.18222 | 0 | 0 |  | 1 | TRUE | wye
45 | MV_484_0_load_110 | 93 | 0.19747 | 0.095639 | 0 | 0 |  | 1 | TRUE | wye
46 | MV_484_0_load_161 | 95 | 0.090909 | 0.044029 | 0 | 0 |  | 1 | TRUE | wye
47 | MV_484_0_load_111 | 97 | 0.15932 | 0.077161 | 0 | 0 |  | 1 | TRUE | wye
48 | MV_484_0_load_117 | 98 | 0.21999 | 0.10654 | 0 | 0 |  | 1 | TRUE | wye
49 | MV_484_0_load_121 | 100 | 0.092785 | 0.044938 | 0 | 0 |  | 1 | TRUE | wye
50 | MV_484_0_load_124 | 102 | 0.074364 | 0.036016 | 0 | 0 |  | 1 | TRUE | wye
51 | MV_484_0_load_114 | 104 | 0.40429 | 0.19581 | 0 | 0 |  | 1 | TRUE | wye
52 | MV_484_0_load_145 | 105 | 0.1087 | 0.052646 | 0 | 0 |  | 1 | TRUE | wye
53 | MV_484_0_load_150 | 106 | 0.33752 | 0.16347 | 0 | 0 |  | 1 | TRUE | wye
54 | MV_484_0_load_138 | 109 | 0.10636 | 0.051511 | 0 | 0 |  | 1 | TRUE | wye
55 | MV_484_0_load_140 | 111 | 0.71702 | 0.34727 | 0 | 0 |  | 1 | TRUE | wye
56 | MV_484_0_load_53 | 112 | 0.2759 | 0.13363 | 0 | 0 |  | 1 | TRUE | wye
57 | MV_484_0_load_127 | 116 | 0.090245 | 0.043708 | 0 | 0 |  | 1 | TRUE | wye
58 | MV_484_0_load_159 | 117 | 0.14761 | 0.071492 | 0 | 0 |  | 1 | TRUE | wye
59 | MV_484_0_load_66 | 119 | 0.30507 | 0.14775 | 0 | 0 |  | 1 | TRUE | wye
60 | MV_484_0_load_76 | 122 | 0.34271 | 0.16598 | 0 | 0 |  | 1 | TRUE | wye
61 | MV_484_0_load_81 | 126 | 0.16349 | 0.07918 | 0 | 0 |  | 1 | TRUE | wye
62 | MV_484_0_load_160 | 127 | 0.19842 | 0.096098 | 0 | 0 |  | 1 | TRUE | wye
63 | MV_484_0_load_163 | 130 | 0.167 | 0.080882 | 0 | 0 |  | 1 | TRUE | wye
64 | MV_484_0_load_164 | 131 | 0.31053 | 0.1504 | 0 | 0 |  | 1 | TRUE | wye
65 | MV_484_0_load_82 | 136 | 0.22961 | 0.11121 | 0 | 0 |  | 1 | TRUE | wye
66 | MV_484_0_load_100 | 137 | 0.33017 | 0.15991 | 0 | 0 |  | 1 | TRUE | wye
67 | MV_484_0_load_92 | 138 | 0.34088 | 0.1651 | 0 | 0 |  | 1 | TRUE | wye
68 | MV_484_0_load_167 | 140 | 1.062 | 0.51435 | 0 | 0 |  | 1 | TRUE | wye
69 | MV_484_0_load_168 | 141 | 0.81253 | 0.39353 | 0 | 0 |  | 1 | TRUE | wye
70 | MV_484_0_load_125 | 144 | 0.070839 | 0.034309 | 0 | 0 |  | 1 | TRUE | wye
71 | MV_484_0_load_148 | 146 | 0.3986 | 0.19305 | 0 | 0 |  | 1 | TRUE | wye
72 | MV_484_0_load_142 | 148 | 0.18743 | 0.090776 | 0 | 0 |  | 1 | TRUE | wye
73 | MV_484_0_load_146 | 150 | 0.1664 | 0.080589 | 0 | 0 |  | 1 | TRUE | wye
74 | MV_484_0_load_93 | 152 | 0.21956 | 0.10634 | 0 | 0 |  | 1 | TRUE | wye
75 | MV_484_0_load_96 | 155 | 0.37591 | 0.18206 | 0 | 0 |  | 1 | TRUE | wye
76 | MV_484_0_load_149 | 156 | 0.10428 | 0.050503 | 0 | 0 |  | 1 | TRUE | wye
77 | MV_484_0_load_101 | 157 | 0.3309 | 0.16026 | 0 | 0 |  | 1 | TRUE | wye
78 | MV_484_0_load_130 | 161 | 0.094516 | 0.045776 | 0 | 0 |  | 1 | TRUE | wye
79 | MV_484_0_load_141 | 162 | 0.32916 | 0.15942 | 0 | 0 |  | 1 | TRUE | wye
80 | MV_484_0_load_144 | 163 | 0.069434 | 0.033628 | 0 | 0 |  | 1 | TRUE | wye

## ext_grid
| name | bus | vm_pu | va_degree | slack_weight | in_service
0 |  | 30 | 1 | 0 | 1 | TRUE

## line
| name | std_type | from_bus | to_bus | length_km | r_ohm_per_km | x_ohm_per_km | c_nf_per_km | g_us_per_km | max_i_ka | df | parallel | type | in_service
0 | MV_484_0_line_0 |  | 0 | 1 | 0.043348 | 0.445 | 0.132 | 190 | 0 | 0.22 | 1 | 1 | cs | TRUE
1 | MV_484_0_line_1 |  | 0 | 2 | 0.85578 | 0.5939 | 0.372 | 9.5 | 0 | 0.21 | 1 | 1 | ol | TRUE
2 | MV_484_0_line_2 |  | 1 | 3 | 0.10395 | 0.445 | 0.132 | 190 | 0 | 0.22 | 1 | 1 | cs | TRUE
3 | MV_484_0_line_3 |  | 2 | 4 | 0.045728 | 0.445 | 0.132 | 190 | 0 | 0.22 | 1 | 1 | cs | TRUE
4 | MV_484_0_line_4 |  | 2 | 5 | 0.0034304 | 0.445 | 0.132 | 190 | 0 | 0.22 | 1 | 1 | cs | TRUE
5 | MV_484_0_line_5 |  | 3 | 10 | 0.038005 | 0.445 | 0.132 | 190 | 0 | 0.22 | 1 | 1 | cs | TRUE
6 | MV_484_0_line_6 |  | 3 | 11 | 0.30579 | 0.5939 | 0.372 | 9.5 | 0 | 0.21 | 1 | 1 | ol | TRUE
7 | MV_484_0_line_7 |  | 4 | 99 | 0.040345 | 0.445 | 0.132 | 190 | 0 | 0.22 | 1 | 1 | cs | TRUE
8 | MV_484_0_line_8 |  | 6 | 7 | 0.26451 | 0.5939 | 0.372 | 9.5 | 0 | 0.21 | 1 | 1 | ol | TRUE
9 | MV_484_0_line_9 |  | 6 | 8 | 0.1284 | 0.5939 | 0.372 | 9.5 | 0 | 0.21 | 1 | 1 | ol | TRUE
10 | MV_484_0_line_10 |  | 6 | 9 | 0.0045516 | 0.445 | 0.132 | 190 | 0 | 0.22 | 1 | 1 | cs | TRUE
11 | MV_484_0_line_11 |  | 8 | 100 | 0.035341 | 0.445 | 0.132 | 190 | 0 | 0.22 | 1 | 1 | cs | TRUE
12 | MV_484_0_line_12 |  | 8 | 99 | 0.20348 | 0.445 | 0.132 | 190 | 0 | 0.22 | 1 | 1 | cs | TRUE
13 | MV_484_0_line_13 |  | 9 | 98 | 0.081189 | 0.445 | 0.132 | 190 | 0 | 0.22 | 1 | 1 | cs | TRUE
14 | MV_484_0_line_14 |  | 12 | 13 | 0.025774 | 0.161 | 0.117 | 273 | 0 | 0.362 | 1 | 1 | cs | TRUE
15 | MV_484_0_line_15 |  | 12 | 14 | 0.12764 | 0.306 | 0.35 | 10 | 0 | 0.35 | 1 | 1 | ol | TRUE
16 | MV_484_0_line_16 |  | 13 | 15 | 0.1428 | 0.103 | 0.058 | 500 | 0 | 0.638 | 1 | 1 | cs | TRUE
17 | MV_484_0_line_17 |  | 13 | 16 | 0.18437 | 0.445 | 0.132 | 190 | 0 | 0.22 | 1 | 1 | cs | TRUE
18 | MV_484_0_line_18 |  | 14 | 17 | 0.019941 | 0.161 | 0.117 | 273 | 0 | 0.362 | 1 | 1 | cs | TRUE
19 | MV_484_0_line_19 |  | 15 | 18 | 0.16651 | 0.103 | 0.058 | 500 | 0 | 0.638 | 1 | 1 | cs | TRUE
20 | MV_484_0_line_20 |  | 15 | 19 | 0.012851 | 0.445 | 0.132 | 190 | 0 | 0.22 | 1 | 1 | cs | TRUE
21 | MV_484_0_line_21 |  | 16 | 22 | 0.015545 | 0.445 | 0.132 | 190 | 0 | 0.22 | 1 | 1 | cs | TRUE
22 | MV_484_0_line_22 |  | 17 | 84 | 0.11503 | 0.5939 | 0.372 | 9.5 | 0 | 0.21 | 1 | 1 | ol | TRUE
23 | MV_484_0_line_23 |  | 18 | 20 | 0.35287 | 0.103 | 0.058 | 500 | 0 | 0.638 | 1 | 1 | cs | TRUE
24 | MV_484_0_line_24 |  | 18 | 21 | 0.019429 | 0.445 | 0.132 | 190 | 0 | 0.22 | 1 | 1 | cs | TRUE
25 | MV_484_0_line_25 |  | 20 | 23 | 0.04977 | 0.103 | 0.058 | 500 | 0 | 0.638 | 1 | 1 | cs | TRUE
26 | MV_484_0_line_26 |  | 21 | 24 | 0.13653 | 0.5939 | 0.372 | 9.5 | 0 | 0.21 | 1 | 1 | ol | TRUE
27 | MV_484_0_line_27 |  | 22 | 27 | 0.13607 | 0.5939 | 0.372 | 9.5 | 0 | 0.21 | 1 | 1 | ol | TRUE
28 | MV_484_0_line_28 |  | 23 | 120 | 0.00828 | 0.103 | 0.058 | 500 | 0 | 0.638 | 1 | 1 | cs | TRUE
29 | MV_484_0_line_29 |  | 24 | 119 | 0.027862 | 0.5939 | 0.372 | 9.5 | 0 | 0.21 | 1 | 1 | ol | TRUE
30 | MV_484_0_line_30 |  | 24 | 25 | 0.094353 | 0.445 | 0.132 | 190 | 0 | 0.22 | 1 | 1 | cs | TRUE
31 | MV_484_0_line_31 |  | 25 | 26 | 0.005788 | 0.445 | 0.132 | 190 | 0 | 0.22 | 1 | 1 | cs | TRUE
32 | MV_484_0_line_32 |  | 28 | 29 | 0.004346 | 0.445 | 0.132 | 190 | 0 | 0.22 | 1 | 1 | cs | TRUE
33 | MV_484_0_line_33 |  | 29 | 30 | 0.034514 | 0.445 | 0.132 | 190 | 0 | 0.22 | 1 | 1 | cs | TRUE
34 | MV_484_0_line_34 |  | 29 | 31 | 0.28515 | 0.445 | 0.132 | 190 | 0 | 0.22 | 1 | 1 | cs | TRUE
35 | MV_484_0_line_35 |  | 30 | 32 | 0.17455 | 0.445 | 0.132 | 190 | 0 | 0.22 | 1 | 1 | cs | TRUE
36 | MV_484_0_line_36 |  | 30 | 33 | 0.526 | 0.103 | 0.058 | 500 | 0 | 0.638 | 1 | 1 | cs | TRUE
37 | MV_484_0_line_37 |  | 30 | 34 | 0.48045 | 0.103 | 0.058 | 500 | 0 | 0.638 | 1 | 1 | cs | TRUE
38 | MV_484_0_line_38 |  | 30 | 35 | 0.040445 | 0.445 | 0.132 | 190 | 0 | 0.22 | 1 | 1 | cs | TRUE
39 | MV_484_0_line_39 |  | 31 | 37 | 0.40254 | 0.445 | 0.132 | 190 | 0 | 0.22 | 1 | 1 | cs | TRUE
40 | MV_484_0_line_40 |  | 31 | 39 | 0.062595 | 0.445 | 0.132 | 190 | 0 | 0.22 | 1 | 1 | cs | TRUE
41 | MV_484_0_line_41 |  | 32 | 41 | 0.024991 | 0.445 | 0.132 | 190 | 0 | 0.22 | 1 | 1 | cs | TRUE
42 | MV_484_0_line_42 |  | 32 | 42 | 0.20981 | 0.445 | 0.132 | 190 | 0 | 0.22 | 1 | 1 | cs | TRUE
43 | MV_484_0_line_43 |  | 33 | 47 | 0.015254 | 0.445 | 0.132 | 190 | 0 | 0.22 | 1 | 1 | cs | TRUE
44 | MV_484_0_line_44 |  | 33 | 46 | 0.21313 | 0.103 | 0.058 | 500 | 0 | 0.638 | 1 | 1 | cs | TRUE
45 | MV_484_0_line_45 |  | 34 | 59 | 0.032047 | 0.445 | 0.132 | 190 | 0 | 0.22 | 1 | 1 | cs | TRUE
46 | MV_484_0_line_46 |  | 34 | 54 | 0.7494 | 0.103 | 0.058 | 500 | 0 | 0.638 | 1 | 1 | cs | TRUE
47 | MV_484_0_line_47 |  | 36 | 37 | 0.40563 | 0.445 | 0.132 | 190 | 0 | 0.22 | 1 | 1 | cs | TRUE
48 | MV_484_0_line_48 |  | 36 | 38 | 0.031985 | 0.445 | 0.132 | 190 | 0 | 0.22 | 1 | 1 | cs | TRUE
49 | MV_484_0_line_49 |  | 37 | 40 | 0.042181 | 0.5939 | 0.372 | 9.5 | 0 | 0.21 | 1 | 1 | ol | TRUE
50 | MV_484_0_line_50 |  | 38 | 60 | 0.05339 | 0.445 | 0.132 | 190 | 0 | 0.22 | 1 | 1 | cs | TRUE
51 | MV_484_0_line_51 |  | 40 | 61 | 0.27294 | 0.5939 | 0.372 | 9.5 | 0 | 0.21 | 1 | 1 | ol | TRUE
52 | MV_484_0_line_52 |  | 42 | 49 | 0.0067456 | 0.445 | 0.132 | 190 | 0 | 0.22 | 1 | 1 | cs | TRUE
53 | MV_484_0_line_53 |  | 43 | 44 | 0.19414 | 0.445 | 0.132 | 190 | 0 | 0.22 | 1 | 1 | cs | TRUE
54 | MV_484_0_line_54 |  | 43 | 45 | 0.047016 | 0.103 | 0.058 | 500 | 0 | 0.638 | 1 | 1 | cs | TRUE
55 | MV_484_0_line_55 |  | 43 | 46 | 0.11628 | 0.103 | 0.058 | 500 | 0 | 0.638 | 1 | 1 | cs | TRUE
56 | MV_484_0_line_56 |  | 44 | 109 | 0.032666 | 0.445 | 0.132 | 190 | 0 | 0.22 | 1 | 1 | cs | TRUE
57 | MV_484_0_line_57 |  | 45 | 110 | 0.029742 | 0.103 | 0.058 | 500 | 0 | 0.638 | 1 | 1 | cs | TRUE
58 | MV_484_0_line_58 |  | 46 | 48 | 0.037189 | 0.445 | 0.132 | 190 | 0 | 0.22 | 1 | 1 | cs | TRUE
59 | MV_484_0_line_59 |  | 50 | 51 | 0.016229 | 0.445 | 0.132 | 190 | 0 | 0.22 | 1 | 1 | cs | TRUE
60 | MV_484_0_line_60 |  | 50 | 52 | 0.1037 | 0.445 | 0.132 | 190 | 0 | 0.22 | 1 | 1 | cs | TRUE
61 | MV_484_0_line_61 |  | 52 | 53 | 0.013386 | 0.445 | 0.132 | 190 | 0 | 0.22 | 1 | 1 | cs | TRUE
62 | MV_484_0_line_62 |  | 52 | 54 | 0.49296 | 0.445 | 0.132 | 190 | 0 | 0.22 | 1 | 1 | cs | TRUE
63 | MV_484_0_line_63 |  | 53 | 111 | 0.057125 | 0.445 | 0.132 | 190 | 0 | 0.22 | 1 | 1 | cs | TRUE
64 | MV_484_0_line_64 |  | 54 | 55 | 1.3375 | 0.445 | 0.132 | 190 | 0 | 0.22 | 1 | 1 | cs | TRUE
65 | MV_484_0_line_65 |  | 54 | 56 | 0.29775 | 0.103 | 0.058 | 500 | 0 | 0.638 | 1 | 1 | cs | TRUE
66 | MV_484_0_line_66 |  | 54 | 57 | 0.12017 | 0.5939 | 0.372 | 9.5 | 0 | 0.21 | 1 | 1 | ol | TRUE
67 | MV_484_0_line_67 |  | 54 | 58 | 0.003779 | 0.445 | 0.132 | 190 | 0 | 0.22 | 1 | 1 | cs | TRUE
68 | MV_484_0_line_68 |  | 55 | 103 | 0.45628 | 0.445 | 0.132 | 190 | 0 | 0.22 | 1 | 1 | cs | TRUE
69 | MV_484_0_line_69 |  | 55 | 104 | 0.025532 | 0.445 | 0.132 | 190 | 0 | 0.22 | 1 | 1 | cs | TRUE
70 | MV_484_0_line_70 |  | 55 | 101 | 0.51003 | 0.445 | 0.132 | 190 | 0 | 0.22 | 1 | 1 | cs | TRUE
71 | MV_484_0_line_71 |  | 56 | 106 | 0.004458 | 0.103 | 0.058 | 500 | 0 | 0.638 | 1 | 1 | cs | TRUE
72 | MV_484_0_line_72 |  | 60 | 62 | 0.1672 | 0.445 | 0.132 | 190 | 0 | 0.22 | 1 | 1 | cs | TRUE
73 | MV_484_0_line_73 |  | 61 | 158 | 0.002195 | 0.445 | 0.132 | 190 | 0 | 0.22 | 1 | 1 | cs | TRUE
74 | MV_484_0_line_74 |  | 62 | 63 | 0.23717 | 0.445 | 0.132 | 190 | 0 | 0.22 | 1 | 1 | cs | TRUE
75 | MV_484_0_line_75 |  | 62 | 64 | 0.029534 | 0.445 | 0.132 | 190 | 0 | 0.22 | 1 | 1 | cs | TRUE
76 | MV_484_0_line_76 |  | 63 | 65 | 0.61663 | 0.445 | 0.132 | 190 | 0 | 0.22 | 1 | 1 | cs | TRUE
77 | MV_484_0_line_77 |  | 63 | 66 | 0.31103 | 0.445 | 0.132 | 190 | 0 | 0.22 | 1 | 1 | cs | TRUE
78 | MV_484_0_line_78 |  | 63 | 67 | 0.033003 | 0.445 | 0.132 | 190 | 0 | 0.22 | 1 | 1 | cs | TRUE
79 | MV_484_0_line_79 |  | 64 | 68 | 0.036285 | 0.445 | 0.132 | 190 | 0 | 0.22 | 1 | 1 | cs | TRUE
80 | MV_484_0_line_80 |  | 64 | 69 | 0.05124 | 0.445 | 0.132 | 190 | 0 | 0.22 | 1 | 1 | cs | TRUE
81 | MV_484_0_line_81 |  | 65 | 70 | 0.020828 | 0.445 | 0.132 | 190 | 0 | 0.22 | 1 | 1 | cs | TRUE
82 | MV_484_0_line_82 |  | 66 | 71 | 0.041378 | 0.5939 | 0.372 | 9.5 | 0 | 0.21 | 1 | 1 | ol | TRUE
83 | MV_484_0_line_83 |  | 68 | 72 | 0.31362 | 0.445 | 0.132 | 190 | 0 | 0.22 | 1 | 1 | cs | TRUE
84 | MV_484_0_line_84 |  | 69 | 73 | 0.31808 | 0.445 | 0.132 | 190 | 0 | 0.22 | 1 | 1 | cs | TRUE
85 | MV_484_0_line_85 |  | 72 | 74 | 0.008776 | 0.445 | 0.132 | 190 | 0 | 0.22 | 1 | 1 | cs | TRUE
86 | MV_484_0_line_86 |  | 73 | 77 | 0.01099 | 0.445 | 0.132 | 190 | 0 | 0.22 | 1 | 1 | cs | TRUE
87 | MV_484_0_line_87 |  | 73 | 75 | 0.12074 | 0.445 | 0.132 | 190 | 0 | 0.22 | 1 | 1 | cs | TRUE
88 | MV_484_0_line_88 |  | 74 | 78 | 0.066851 | 0.5939 | 0.372 | 9.5 | 0 | 0.21 | 1 | 1 | ol | TRUE
89 | MV_484_0_line_89 |  | 75 | 76 | 0.020869 | 0.445 | 0.132 | 190 | 0 | 0.22 | 1 | 1 | cs | TRUE
90 | MV_484_0_line_90 |  | 78 | 79 | 0.14607 | 0.445 | 0.132 | 190 | 0 | 0.22 | 1 | 1 | cs | TRUE
91 | MV_484_0_line_91 |  | 79 | 80 | 0.018135 | 0.445 | 0.132 | 190 | 0 | 0.22 | 1 | 1 | cs | TRUE
92 | MV_484_0_line_92 |  | 81 | 82 | 0.032906 | 0.5939 | 0.372 | 9.5 | 0 | 0.21 | 1 | 1 | ol | TRUE
93 | MV_484_0_line_93 |  | 82 | 83 | 0.5537 | 0.445 | 0.132 | 190 | 0 | 0.22 | 1 | 1 | cs | TRUE
94 | MV_484_0_line_94 |  | 83 | 84 | 0.01436 | 0.445 | 0.132 | 190 | 0 | 0.22 | 1 | 1 | cs | TRUE
95 | MV_484_0_line_95 |  | 84 | 89 | 0.24453 | 0.5939 | 0.372 | 9.5 | 0 | 0.21 | 1 | 1 | ol | TRUE
96 | MV_484_0_line_96 |  | 85 | 86 | 1.0005 | 0.445 | 0.132 | 190 | 0 | 0.22 | 1 | 1 | cs | TRUE
97 | MV_484_0_line_97 |  | 85 | 87 | 0.033644 | 0.5939 | 0.372 | 9.5 | 0 | 0.21 | 1 | 1 | ol | TRUE
98 | MV_484_0_line_98 |  | 85 | 88 | 0.24133 | 0.5939 | 0.372 | 9.5 | 0 | 0.21 | 1 | 1 | ol | TRUE
99 | MV_484_0_line_99 |  | 86 | 90 | 0.68535 | 0.445 | 0.132 | 190 | 0 | 0.22 | 1 | 1 | cs | TRUE
100 | MV_484_0_line_100 |  | 86 | 91 | 0.019215 | 0.445 | 0.132 | 190 | 0 | 0.22 | 1 | 1 | cs | TRUE
101 | MV_484_0_line_101 |  | 88 | 89 | 0.014892 | 0.445 | 0.132 | 190 | 0 | 0.22 | 1 | 1 | cs | TRUE
102 | MV_484_0_line_102 |  | 90 | 95 | 0.003982 | 0.445 | 0.132 | 190 | 0 | 0.22 | 1 | 1 | cs | TRUE
103 | MV_484_0_line_103 |  | 90 | 96 | 0.38575 | 0.445 | 0.132 | 190 | 0 | 0.22 | 1 | 1 | cs | TRUE
104 | MV_484_0_line_104 |  | 92 | 93 | 0.017414 | 0.445 | 0.132 | 190 | 0 | 0.22 | 1 | 1 | cs | TRUE
105 | MV_484_0_line_105 |  | 92 | 94 | 0.61765 | 0.445 | 0.132 | 190 | 0 | 0.22 | 1 | 1 | cs | TRUE
106 | MV_484_0_line_106 |  | 94 | 97 | 0.032642 | 0.445 | 0.132 | 190 | 0 | 0.22 | 1 | 1 | cs | TRUE
107 | MV_484_0_line_107 |  | 96 | 98 | 0.090191 | 0.445 | 0.132 | 190 | 0 | 0.22 | 1 | 1 | cs | TRUE
108 | MV_484_0_line_108 |  | 97 | 121 | 0.31239 | 0.5939 | 0.372 | 9.5 | 0 | 0.21 | 1 | 1 | ol | TRUE
109 | MV_484_0_line_109 |  | 101 | 102 | 0.010115 | 0.445 | 0.132 | 190 | 0 | 0.22 | 1 | 1 | cs | TRUE
110 | MV_484_0_line_110 |  | 103 | 105 | 0.072361 | 0.445 | 0.132 | 190 | 0 | 0.22 | 1 | 1 | cs | TRUE
111 | MV_484_0_line_111 |  | 104 | 107 | 0.0092629 | 0.445 | 0.132 | 190 | 0 | 0.22 | 1 | 1 | cs | TRUE
112 | MV_484_0_line_112 |  | 106 | 108 | 0.0938 | 0.103 | 0.058 | 500 | 0 | 0.638 | 1 | 1 | cs | TRUE
113 | MV_484_0_line_113 |  | 107 | 159 | 0.055784 | 0.445 | 0.132 | 190 | 0 | 0.22 | 1 | 1 | cs | TRUE
114 | MV_484_0_line_114 |  | 108 | 139 | 0.020574 | 0.103 | 0.058 | 500 | 0 | 0.638 | 1 | 1 | cs | TRUE
115 | MV_484_0_line_115 |  | 110 | 114 | 0.4019 | 0.103 | 0.058 | 500 | 0 | 0.638 | 1 | 1 | cs | TRUE
116 | MV_484_0_line_116 |  | 112 | 113 | 0.066382 | 0.5939 | 0.372 | 9.5 | 0 | 0.21 | 1 | 1 | ol | TRUE
117 | MV_484_0_line_117 |  | 113 | 114 | 0.13849 | 0.445 | 0.132 | 190 | 0 | 0.22 | 1 | 1 | cs | TRUE
118 | MV_484_0_line_118 |  | 114 | 115 | 0.2203 | 0.445 | 0.132 | 190 | 0 | 0.22 | 1 | 1 | cs | TRUE
119 | MV_484_0_line_119 |  | 114 | 116 | 0.058225 | 0.103 | 0.058 | 500 | 0 | 0.638 | 1 | 1 | cs | TRUE
120 | MV_484_0_line_120 |  | 115 | 117 | 0.008238 | 0.445 | 0.132 | 190 | 0 | 0.22 | 1 | 1 | cs | TRUE
121 | MV_484_0_line_121 |  | 116 | 118 | 0.046613 | 0.103 | 0.058 | 500 | 0 | 0.638 | 1 | 1 | cs | TRUE
122 | MV_484_0_line_122 |  | 118 | 120 | 0.22847 | 0.103 | 0.058 | 500 | 0 | 0.638 | 1 | 1 | cs | TRUE
123 | MV_484_0_line_123 |  | 121 | 158 | 0.39998 | 0.445 | 0.132 | 190 | 0 | 0.22 | 1 | 1 | cs | TRUE
124 | MV_484_0_line_124 |  | 121 | 157 | 0.036588 | 0.5939 | 0.372 | 9.5 | 0 | 0.21 | 1 | 1 | ol | TRUE
125 | MV_484_0_line_125 |  | 122 | 123 | 0.009738 | 0.445 | 0.132 | 190 | 0 | 0.22 | 1 | 1 | cs | TRUE
126 | MV_484_0_line_126 |  | 123 | 124 | 0.90377 | 0.445 | 0.132 | 190 | 0 | 0.22 | 1 | 1 | cs | TRUE
127 | MV_484_0_line_127 |  | 124 | 127 | 0.023447 | 0.445 | 0.132 | 190 | 0 | 0.22 | 1 | 1 | cs | TRUE
128 | MV_484_0_line_128 |  | 124 | 128 | 0.5802 | 0.445 | 0.132 | 190 | 0 | 0.22 | 1 | 1 | cs | TRUE
129 | MV_484_0_line_129 |  | 124 | 129 | 0.39834 | 0.445 | 0.132 | 190 | 0 | 0.22 | 1 | 1 | cs | TRUE
130 | MV_484_0_line_130 |  | 124 | 125 | 0.72173 | 0.445 | 0.132 | 190 | 0 | 0.22 | 1 | 1 | cs | TRUE
131 | MV_484_0_line_131 |  | 125 | 126 | 0.0052783 | 0.445 | 0.132 | 190 | 0 | 0.22 | 1 | 1 | cs | TRUE
132 | MV_484_0_line_132 |  | 128 | 130 | 0.044514 | 0.445 | 0.132 | 190 | 0 | 0.22 | 1 | 1 | cs | TRUE
133 | MV_484_0_line_133 |  | 129 | 131 | 0.01083 | 0.445 | 0.132 | 190 | 0 | 0.22 | 1 | 1 | cs | TRUE
134 | MV_484_0_line_134 |  | 129 | 132 | 0.40206 | 0.445 | 0.132 | 190 | 0 | 0.22 | 1 | 1 | cs | TRUE
135 | MV_484_0_line_135 |  | 129 | 133 | 0.84693 | 0.445 | 0.132 | 190 | 0 | 0.22 | 1 | 1 | cs | TRUE
136 | MV_484_0_line_136 |  | 131 | 149 | 0.030797 | 0.445 | 0.132 | 190 | 0 | 0.22 | 1 | 1 | cs | TRUE
137 | MV_484_0_line_137 |  | 132 | 137 | 0.077661 | 0.445 | 0.132 | 190 | 0 | 0.22 | 1 | 1 | cs | TRUE
138 | MV_484_0_line_138 |  | 133 | 138 | 0.015268 | 0.445 | 0.132 | 190 | 0 | 0.22 | 1 | 1 | cs | TRUE
139 | MV_484_0_line_139 |  | 133 | 134 | 0.46743 | 0.445 | 0.132 | 190 | 0 | 0.22 | 1 | 1 | cs | TRUE
140 | MV_484_0_line_140 |  | 134 | 135 | 0.54739 | 0.445 | 0.132 | 190 | 0 | 0.22 | 1 | 1 | cs | TRUE
141 | MV_484_0_line_141 |  | 134 | 136 | 0.035232 | 0.445 | 0.132 | 190 | 0 | 0.22 | 1 | 1 | cs | TRUE
142 | MV_484_0_line_142 |  | 135 | 141 | 0.003055 | 0.445 | 0.132 | 190 | 0 | 0.22 | 1 | 1 | cs | TRUE
143 | MV_484_0_line_143 |  | 135 | 142 | 0.23964 | 0.445 | 0.132 | 190 | 0 | 0.22 | 1 | 1 | cs | TRUE
144 | MV_484_0_line_144 |  | 135 | 143 | 0.45998 | 0.445 | 0.132 | 190 | 0 | 0.22 | 1 | 1 | cs | TRUE
145 | MV_484_0_line_145 |  | 135 | 139 | 0.23385 | 0.161 | 0.117 | 273 | 0 | 0.362 | 1 | 1 | cs | TRUE
146 | MV_484_0_line_146 |  | 139 | 140 | 0.058408 | 0.445 | 0.132 | 190 | 0 | 0.22 | 1 | 1 | cs | TRUE
147 | MV_484_0_line_147 |  | 142 | 144 | 0.05344 | 0.445 | 0.132 | 190 | 0 | 0.22 | 1 | 1 | cs | TRUE
148 | MV_484_0_line_148 |  | 143 | 148 | 0.043128 | 0.445 | 0.132 | 190 | 0 | 0.22 | 1 | 1 | cs | TRUE
149 | MV_484_0_line_149 |  | 143 | 145 | 0.15665 | 0.445 | 0.132 | 190 | 0 | 0.22 | 1 | 1 | cs | TRUE
150 | MV_484_0_line_150 |  | 145 | 146 | 0.049307 | 0.445 | 0.132 | 190 | 0 | 0.22 | 1 | 1 | cs | TRUE
151 | MV_484_0_line_151 |  | 145 | 147 | 0.013049 | 0.445 | 0.132 | 190 | 0 | 0.22 | 1 | 1 | cs | TRUE
152 | MV_484_0_line_152 |  | 147 | 150 | 0.056529 | 0.445 | 0.132 | 190 | 0 | 0.22 | 1 | 1 | cs | TRUE
153 | MV_484_0_line_153 |  | 148 | 151 | 0.035101 | 0.445 | 0.132 | 190 | 0 | 0.22 | 1 | 1 | cs | TRUE
154 | MV_484_0_line_154 |  | 149 | 154 | 0.40319 | 0.445 | 0.132 | 190 | 0 | 0.22 | 1 | 1 | cs | TRUE
155 | MV_484_0_line_155 |  | 151 | 163 | 0.027563 | 0.445 | 0.132 | 190 | 0 | 0.22 | 1 | 1 | cs | TRUE
156 | MV_484_0_line_156 |  | 152 | 153 | 0.005864 | 0.445 | 0.132 | 190 | 0 | 0.22 | 1 | 1 | cs | TRUE
157 | MV_484_0_line_157 |  | 153 | 154 | 0.35556 | 0.5939 | 0.372 | 9.5 | 0 | 0.21 | 1 | 1 | ol | TRUE
158 | MV_484_0_line_158 |  | 154 | 155 | 0.05277 | 0.445 | 0.132 | 190 | 0 | 0.22 | 1 | 1 | cs | TRUE
159 | MV_484_0_line_159 |  | 155 | 156 | 0.13258 | 0.5939 | 0.372 | 9.5 | 0 | 0.21 | 1 | 1 | ol | TRUE
160 | MV_484_0_line_160 |  | 159 | 160 | 0.050377 | 0.445 | 0.132 | 190 | 0 | 0.22 | 1 | 1 | cs | TRUE
161 | MV_484_0_line_161 |  | 159 | 161 | 0.027078 | 0.445 | 0.132 | 190 | 0 | 0.22 | 1 | 1 | cs | TRUE
162 | MV_484_0_line_162 |  | 160 | 162 | 0.027385 | 0.445 | 0.132 | 190 | 0 | 0.22 | 1 | 1 | cs | TRUE

## trafo
| name | std_type | hv_bus | lv_bus | sn_mva | vn_hv_kv | vn_lv_kv | vk_percent | vkr_percent | pfe_kw | i0_percent | shift_degree | tap_side | tap_neutral | tap_min | tap_max | tap_step_percent | tap_step_degree | tap_pos | tap_phase_shifter | parallel | df | in_service
0 | MV_484_0_trafo_11 | 25 MVA 110/20 kV | 164 | 30 | 25 | 110 | 20 | 12 | 0.41 | 14 | 0.07 | 150 | hv | 0 | -9 | 9 | 1.5 | 0 | 0 | FALSE | 1 | 1 | TRUE

## bus_geodata
| x | y | coords
0 | 2655024.4825 | 1246231.9066
1 | 2655020.5544 | 1246188.7409
2 | 2655391.6362 | 1247004.9256
3 | 2655011.1275 | 1246085.2167
4 | 2655385.5182 | 1247050.2422
5 | 2655390.3501 | 1247008.1058
6 | 2655421.8339 | 1247353.5857
7 | 2655304.145 | 1247116.7037
8 | 2655322.8201 | 1247271.8319
9 | 2655421.6122 | 1247358.1319
10 | 2655008.1619 | 1246047.3274
11 | 2655316.7233 | 1246074.4502
12 | 2655818.1683 | 1248745.8244
13 | 2655823.6176 | 1248766.1451
14 | 2655871.8607 | 1248630.0282
15 | 2655883.7597 | 1248860.076
16 | 2655746.8324 | 1248891.2199
17 | 2655860.7049 | 1248613.4785
18 | 2655960.0175 | 1248826.4051
19 | 2655873.9844 | 1248851.7337
20 | 2656006.5457 | 1249050.2648
21 | 2655954.6514 | 1248807.7306
22 | 2655732.5964 | 1248897.1124
23 | 2656007.1024 | 1249100.0264
24 | 2656076.4071 | 1248745.9491
25 | 2656098.3531 | 1248820.6857
26 | 2656099.1445 | 1248826.4194
27 | 2655598.1453 | 1248918.0205
28 | 2655336.5928 | 1249027.8054
29 | 2655333.1624 | 1249030.4864
30 | 2655347.7356 | 1249057.1295
31 | 2655233.5457 | 1248851.4129
32 | 2655394.0307 | 1249024.6172
33 | 2655499.9257 | 1249275.0124
34 | 2655114.0797 | 1249123.7217
35 | 2655309.6397 | 1249063.0894
36 | 2654944.6073 | 1248781.5259
37 | 2655053.7115 | 1248630.3785
38 | 2654943.2766 | 1248813.4799
39 | 2655268.5005 | 1248799.4251
40 | 2655051.3842 | 1248588.2614
41 | 2655382.7069 | 1249046.1929
42 | 2655542.4729 | 1249052.569
43 | 2655596.202 | 1249290.2023
44 | 2655570.8389 | 1249100.2897
45 | 2655642.569 | 1249282.4174
46 | 2655587.4212 | 1249374.7003
47 | 2655514.9767 | 1249272.2736
48 | 2655555.1947 | 1249393.4224
49 | 2655549.1305 | 1249051.4831
50 | 2655539.2475 | 1249467.6685
51 | 2655536.7202 | 1249451.638
52 | 2655583.5828 | 1249526.3576
53 | 2655596.96 | 1249526.8509
54 | 2655244.553 | 1249511.0237
55 | 2654490.7487 | 1249678.8431
56 | 2655029.9449 | 1249553.7357
57 | 2655206.2231 | 1249624.9169
58 | 2655248.333 | 1249511.3036
59 | 2655081.9567 | 1249124.8351
60 | 2654889.745 | 1248812.1389
61 | 2654953.4575 | 1248333.4902
62 | 2654752.6481 | 1248838.4232
63 | 2654656.861 | 1248702.0242
64 | 2654752.1715 | 1248867.9501
65 | 2654588.7057 | 1248425.5631
66 | 2654802.1116 | 1248614.1264
67 | 2654689.6662 | 1248702.2748
68 | 2654715.8036 | 1248866.6136
69 | 2654750.5659 | 1248919.1592
70 | 2654605.225 | 1248412.8175
71 | 2654785.9642 | 1248576.029
72 | 2654547.8269 | 1248845.174
73 | 2654731.403 | 1249229.7619
74 | 2654556.4411 | 1248846.9767
75 | 2654839.0334 | 1249238.0618
76 | 2654859.8862 | 1249238.8475
77 | 2654720.3915 | 1249229.26
78 | 2654554.2329 | 1248913.791
79 | 2654408.2434 | 1248909.0023
80 | 2654390.0633 | 1248909.5693
81 | 2655485.423 | 1248515.8003
82 | 2655516.292 | 1248527.197
83 | 2655768.2042 | 1248532.1745
84 | 2655767.1935 | 1248546.4971
85 | 2656026.0408 | 1248308.184
86 | 2655943.3534 | 1247931.7237
87 | 2656026.9614 | 1248341.8158
88 | 2656011.4704 | 1248549.0783
89 | 2656011.1038 | 1248563.8961
90 | 2655592.3329 | 1247568.22
91 | 2655962.6255 | 1247931.8278
92 | 2655343.6998 | 1248218.8398
93 | 2655342.087 | 1248201.5018
94 | 2655290.1066 | 1247964.4217
95 | 2655591.5236 | 1247564.3209
96 | 2655399.4894 | 1247517.6483
97 | 2655257.9458 | 1247970.5262
98 | 2655429.693 | 1247433.7012
99 | 2655380.5664 | 1247090.2804
100 | 2655301.1262 | 1247248.6869
101 | 2654825.4376 | 1249703.022
102 | 2654835.5262 | 1249703.7543
103 | 2654675.9663 | 1249955.0042
104 | 2654467.6069 | 1249672.6338
105 | 2654670.2725 | 1250027.1336
106 | 2655025.6842 | 1249552.3841
107 | 2654460.0785 | 1249676.6599
108 | 2655010.3142 | 1249644.9051
109 | 2655538.7238 | 1249106.261
110 | 2655671.9009 | 1249277.4926
111 | 2655653.4866 | 1249520.4289
112 | 2655965.0298 | 1249523.0536
113 | 2655967.9287 | 1249456.7353
114 | 2655964.8484 | 1249343.1726
115 | 2655887.5521 | 1249229.043
116 | 2655963.444 | 1249284.9647
117 | 2655886.9047 | 1249220.8312
118 | 2655962.3196 | 1249238.3655
119 | 2656076.7085 | 1248718.0884
120 | 2656015.3214 | 1249101.216
121 | 2654946.5203 | 1247995.0725
122 | 2655772.4941 | 1251482.4939
123 | 2655768.6962 | 1251491.4644
124 | 2655591.1118 | 1250795.2811
125 | 2655297.7708 | 1251130.1142
126 | 2655301.8009 | 1251133.5228
127 | 2655586.236 | 1250813.7371
128 | 2655848.3273 | 1250778.3532
129 | 2655753.3146 | 1250501.5343
130 | 2655804.9628 | 1250767.7598
131 | 2655755.9047 | 1250491.0181
132 | 2655434.1362 | 1250435.9522
133 | 2655541.2572 | 1249979.8733
134 | 2655235.764 | 1249991.4613
135 | 2654965.6086 | 1249799.0299
136 | 2655270.089 | 1249999.8313
137 | 2655367.3941 | 1250451.5171
138 | 2655545.6899 | 1249965.2603
139 | 2654989.6793 | 1249645.0027
140 | 2654931.1231 | 1249643.27
141 | 2654965.8557 | 1249795.9857
142 | 2655115.1468 | 1249723.4547
143 | 2654877.4799 | 1250133.3661
144 | 2655111.828 | 1249776.7914
145 | 2654840.3988 | 1250208.308
146 | 2654791.7168 | 1250216.975
147 | 2654841.6678 | 1250221.2731
148 | 2654835.9622 | 1250136.2618
149 | 2655785.9105 | 1250498.3276
150 | 2654840.1532 | 1250277.7686
151 | 2654834.8343 | 1250102.3169
152 | 2656108.6764 | 1250007.2892
153 | 2656111.6406 | 1250012.3541
154 | 2655857.4464 | 1250260.9704
155 | 2655808.065 | 1250241.9812
156 | 2655723.0541 | 1250140.2368
157 | 2654938.6953 | 1247959.3312
158 | 2654954.9899 | 1248331.9144
159 | 2654405.571 | 1249676.3816
160 | 2654419.103 | 1249638.2685
161 | 2654378.5253 | 1249675.0659
162 | 2654420.1105 | 1249610.9019
163 | 2654807.3073 | 1250100.917
164 | 2655347.7356 | 1249057.1295

## line_std_types
| c_nf_per_km | r_ohm_per_km | x_ohm_per_km | max_i_ka | type | q_mm2 | alpha | voltage_rating
NAYY 4x50 SE | 210 | 0.642 | 0.083 | 0.142 | cs | 50 | 0.00403 | LV
NAYY 4x120 SE | 264 | 0.225 | 0.08 | 0.242 | cs | 120 | 0.00403 | LV
NAYY 4x150 SE | 261 | 0.208 | 0.08 | 0.27 | cs | 150 | 0.00403 | LV
NA2XS2Y 1x95 RM/25 12/20 kV | 216 | 0.313 | 0.132 | 0.252 | cs | 95 | 0.00403 | MV
NA2XS2Y 1x185 RM/25 12/20 kV | 273 | 0.161 | 0.117 | 0.362 | cs | 185 | 0.00403 | MV
NA2XS2Y 1x240 RM/25 12/20 kV | 304 | 0.122 | 0.112 | 0.421 | cs | 240 | 0.00403 | MV
NA2XS2Y 1x95 RM/25 6/10 kV | 315 | 0.313 | 0.123 | 0.249 | cs | 95 | 0.00403 | MV
NA2XS2Y 1x185 RM/25 6/10 kV | 406 | 0.161 | 0.11 | 0.358 | cs | 185 | 0.00403 | MV
NA2XS2Y 1x240 RM/25 6/10 kV | 456 | 0.122 | 0.105 | 0.416 | cs | 240 | 0.00403 | MV
NA2XS2Y 1x150 RM/25 12/20 kV | 250 | 0.206 | 0.116 | 0.319 | cs | 150 | 0.00403 | MV
NA2XS2Y 1x120 RM/25 12/20 kV | 230 | 0.253 | 0.119 | 0.283 | cs | 120 | 0.00403 | MV
NA2XS2Y 1x70 RM/25 12/20 kV | 190 | 0.443 | 0.132 | 0.22 | cs | 70 | 0.00403 | MV
NA2XS2Y 1x150 RM/25 6/10 kV | 360 | 0.206 | 0.11 | 0.315 | cs | 150 | 0.00403 | MV
NA2XS2Y 1x120 RM/25 6/10 kV | 340 | 0.253 | 0.113 | 0.28 | cs | 120 | 0.00403 | MV
NA2XS2Y 1x70 RM/25 6/10 kV | 280 | 0.443 | 0.123 | 0.217 | cs | 70 | 0.00403 | MV
N2XS(FL)2Y 1x120 RM/35 64/110 kV | 112 | 0.153 | 0.166 | 0.366 | cs | 120 | 0.00393 | HV
N2XS(FL)2Y 1x185 RM/35 64/110 kV | 125 | 0.099 | 0.156 | 0.457 | cs | 185 | 0.00393 | HV
N2XS(FL)2Y 1x240 RM/35 64/110 kV | 135 | 0.075 | 0.149 | 0.526 | cs | 240 | 0.00393 | HV
N2XS(FL)2Y 1x300 RM/35 64/110 kV | 144 | 0.06 | 0.144 | 0.588 | cs | 300 | 0.00393 | HV
15-AL1/3-ST1A 0.4 | 11 | 1.8769 | 0.35 | 0.105 | ol | 16 | 0.00403 | LV
24-AL1/4-ST1A 0.4 | 11.25 | 1.2012 | 0.335 | 0.14 | ol | 24 | 0.00403 | LV
48-AL1/8-ST1A 0.4 | 12.2 | 0.5939 | 0.3 | 0.21 | ol | 48 | 0.00403 | LV
94-AL1/15-ST1A 0.4 | 13.2 | 0.306 | 0.29 | 0.35 | ol | 94 | 0.00403 | LV
34-AL1/6-ST1A 10.0 | 9.7 | 0.8342 | 0.36 | 0.17 | ol | 34 | 0.00403 | MV
48-AL1/8-ST1A 10.0 | 10.1 | 0.5939 | 0.35 | 0.21 | ol | 48 | 0.00403 | MV
70-AL1/11-ST1A 10.0 | 10.4 | 0.4132 | 0.339 | 0.29 | ol | 70 | 0.00403 | MV
94-AL1/15-ST1A 10.0 | 10.75 | 0.306 | 0.33 | 0.35 | ol | 94 | 0.00403 | MV
122-AL1/20-ST1A 10.0 | 11.1 | 0.2376 | 0.323 | 0.41 | ol | 122 | 0.00403 | MV
149-AL1/24-ST1A 10.0 | 11.25 | 0.194 | 0.315 | 0.47 | ol | 149 | 0.00403 | MV
34-AL1/6-ST1A 20.0 | 9.15 | 0.8342 | 0.382 | 0.17 | ol | 34 | 0.00403 | MV
48-AL1/8-ST1A 20.0 | 9.5 | 0.5939 | 0.372 | 0.21 | ol | 48 | 0.00403 | MV
70-AL1/11-ST1A 20.0 | 9.7 | 0.4132 | 0.36 | 0.29 | ol | 70 | 0.00403 | MV
94-AL1/15-ST1A 20.0 | 10 | 0.306 | 0.35 | 0.35 | ol | 94 | 0.00403 | MV
122-AL1/20-ST1A 20.0 | 10.3 | 0.2376 | 0.344 | 0.41 | ol | 122 | 0.00403 | MV
149-AL1/24-ST1A 20.0 | 10.5 | 0.194 | 0.337 | 0.47 | ol | 149 | 0.00403 | MV
184-AL1/30-ST1A 20.0 | 10.75 | 0.1571 | 0.33 | 0.535 | ol | 184 | 0.00403 | MV
243-AL1/39-ST1A 20.0 | 11 | 0.1188 | 0.32 | 0.645 | ol | 243 | 0.00403 | MV
48-AL1/8-ST1A 110.0 | 8 | 0.5939 | 0.46 | 0.21 | ol | 48 | 0.00403 | HV
70-AL1/11-ST1A 110.0 | 8.4 | 0.4132 | 0.45 | 0.29 | ol | 70 | 0.00403 | HV
94-AL1/15-ST1A 110.0 | 8.65 | 0.306 | 0.44 | 0.35 | ol | 94 | 0.00403 | HV
122-AL1/20-ST1A 110.0 | 8.5 | 0.2376 | 0.43 | 0.41 | ol | 122 | 0.00403 | HV
149-AL1/24-ST1A 110.0 | 8.75 | 0.194 | 0.41 | 0.47 | ol | 149 | 0.00403 | HV
184-AL1/30-ST1A 110.0 | 8.8 | 0.1571 | 0.4 | 0.535 | ol | 184 | 0.00403 | HV
243-AL1/39-ST1A 110.0 | 9 | 0.1188 | 0.39 | 0.645 | ol | 243 | 0.00403 | HV
305-AL1/39-ST1A 110.0 | 9.2 | 0.0949 | 0.38 | 0.74 | ol | 305 | 0.00403 | HV
490-AL1/64-ST1A 110.0 | 9.75 | 0.059 | 0.37 | 0.96 | ol | 490 | 0.00403 | HV
679-AL1/86-ST1A 110.0 | 9.95 | 0.042 | 0.36 | 1.15 | ol | 679 | 0.00403 | HV
490-AL1/64-ST1A 220.0 | 10 | 0.059 | 0.285 | 0.96 | ol | 490 | 0.00403 | HV
679-AL1/86-ST1A 220.0 | 11.7 | 0.042 | 0.275 | 1.15 | ol | 679 | 0.00403 | HV
490-AL1/64-ST1A 380.0 | 11 | 0.059 | 0.253 | 0.96 | ol | 490 | 0.00403 | HV
679-AL1/86-ST1A 380.0 | 14.6 | 0.042 | 0.25 | 1.15 | ol | 679 | 0.00403 | HV

## trafo_std_types
| i0_percent | pfe_kw | vkr_percent | sn_mva | vn_lv_kv | vn_hv_kv | vk_percent | shift_degree | vector_group | tap_side | tap_neutral | tap_min | tap_max | tap_step_degree | tap_step_percent | tap_phase_shifter
160 MVA 380/110 kV | 0.06 | 60 | 0.25 | 160 | 110 | 380 | 12.2 | 0 | Yy0 | hv | 0 | -9 | 9 | 0 | 1.5 | FALSE
100 MVA 220/110 kV | 0.06 | 55 | 0.26 | 100 | 110 | 220 | 12 | 0 | Yy0 | hv | 0 | -9 | 9 | 0 | 1.5 | FALSE
63 MVA 110/20 kV | 0.04 | 22 | 0.32 | 63 | 20 | 110 | 18 | 150 | YNd5 | hv | 0 | -9 | 9 | 0 | 1.5 | FALSE
40 MVA 110/20 kV | 0.05 | 18 | 0.34 | 40 | 20 | 110 | 16.2 | 150 | YNd5 | hv | 0 | -9 | 9 | 0 | 1.5 | FALSE
25 MVA 110/20 kV | 0.07 | 14 | 0.41 | 25 | 20 | 110 | 12 | 150 | YNd5 | hv | 0 | -9 | 9 | 0 | 1.5 | FALSE
63 MVA 110/10 kV | 0.04 | 22 | 0.32 | 63 | 10 | 110 | 18 | 150 | YNd5 | hv | 0 | -9 | 9 | 0 | 1.5 | FALSE
40 MVA 110/10 kV | 0.05 | 18 | 0.34 | 40 | 10 | 110 | 16.2 | 150 | YNd5 | hv | 0 | -9 | 9 | 0 | 1.5 | FALSE
25 MVA 110/10 kV | 0.07 | 14 | 0.41 | 25 | 10 | 110 | 12 | 150 | YNd5 | hv | 0 | -9 | 9 | 0 | 1.5 | FALSE
0.25 MVA 20/0.4 kV | 0.32 | 0.8 | 1.44 | 0.25 | 0.4 | 20 | 6 | 150 | Yzn5 | hv | 0 | -2 | 2 | 0 | 2.5 | FALSE
0.4 MVA 20/0.4 kV | 0.3375 | 1.35 | 1.425 | 0.4 | 0.4 | 20 | 6 | 150 | Dyn5 | hv | 0 | -2 | 2 | 0 | 2.5 | FALSE
0.63 MVA 20/0.4 kV | 0.2619 | 1.65 | 1.206 | 0.63 | 0.4 | 20 | 6 | 150 | Dyn5 | hv | 0 | -2 | 2 | 0 | 2.5 | FALSE
0.25 MVA 10/0.4 kV | 0.24 | 0.6 | 1.2 | 0.25 | 0.4 | 10 | 4 | 150 | Dyn5 | hv | 0 | -2 | 2 | 0 | 2.5 | FALSE
0.4 MVA 10/0.4 kV | 0.2375 | 0.95 | 1.325 | 0.4 | 0.4 | 10 | 4 | 150 | Dyn5 | hv | 0 | -2 | 2 | 0 | 2.5 | FALSE
0.63 MVA 10/0.4 kV | 0.1873 | 1.18 | 1.0794 | 0.63 | 0.4 | 10 | 4 | 150 | Dyn5 | hv | 0 | -2 | 2 | 0 | 2.5 | FALSE

## trafo3w_std_types
| sn_hv_mva | sn_mv_mva | sn_lv_mva | vn_hv_kv | vn_mv_kv | vn_lv_kv | vk_hv_percent | vk_mv_percent | vk_lv_percent | vkr_hv_percent | vkr_mv_percent | vkr_lv_percent | pfe_kw | i0_percent | shift_mv_degree | shift_lv_degree | vector_group | tap_side | tap_neutral | tap_min | tap_max | tap_step_percent
63/25/38 MVA 110/20/10 kV | 63 | 25 | 38 | 110 | 20 | 10 | 10.4 | 10.4 | 10.4 | 0.28 | 0.32 | 0.35 | 35 | 0.89 | 0 | 0 | YN0yn0yn0 | hv | 0 | -10 | 10 | 1.2
63/25/38 MVA 110/10/10 kV | 63 | 25 | 38 | 110 | 10 | 10 | 10.4 | 10.4 | 10.4 | 0.28 | 0.32 | 0.35 | 35 | 0.89 | 0 | 0 | YN0yn0yn0 | hv | 0 | -10 | 10 | 1.2

## fuse_std_types
| fuse_type | i_rated_a | t_avg | t_min | t_total | x_avg | x_min | x_total
HV 100A | HV 100A | 100 | 0 | [10.0, 3.64, 0.854, 0.281, 0.1, 0.0531, 0.022, 0.01] | [10.0, 4.267, 1.21, 0.403, 0.1, 0.058, 0.022, 0.01] | 0 | [300.0, 350.0, 450.0, 550.0, 700.0, 850.0, 1200.0, 1752.0] | [600.0, 700.0, 900.0, 1150.0, 1665.0, 2000.0, 3000.0, 4313.0]
HV 10A | HV 10A | 10 | 0 | [10.0, 1675.0, 0.344, 0.156, 0.1, 0.0417, 0.0171, 0.01] | [10.0, 1.3, 0.3, 0.155, 0.1, 0.0555, 0.023, 0.01] | 0 | [30.0, 32.0, 35.0, 37.0, 39.0, 50.0, 70.0, 88.0] | [60.0, 70.0, 80.0, 87.0, 94.0, 110.0, 150.0, 216.0]
HV 125A | HV 125A | 125 | 0 | [10.0, 1.82, 0.344, 0.1, 0.0467, 0.0269, 0.01] | [10.0, 2.478, 0.426, 0.1, 0.0427, 0.0211, 0.01] | 0 | [375.0, 500.0, 700.0, 925.0, 1200.0, 1500.0, 2341.0] | [750.0, 1000.0, 1500.0, 2200.0, 3000.0, 4000.0, 5765.0]
HV 160A | HV 160A | 160 | 0 | [10.0, 4.15, 1.03, 0.198, 0.1, 0.051, 0.0172, 0.01] | [10.0, 2.3, 0.734, 0.274, 0.1, 0.046, 0.0177, 0.01] | 0 | [480.0, 550.0, 700.0, 1000.0, 1260.0, 1600.0, 2500.0, 3227.0] | [960.0, 1300.0, 1700.0, 2200.0, 2996.0, 4000.0, 6000.0, 7946.0]
HV 16A | HV 16A | 16 | 0 | [10.0, 0.352, 0.164, 0.1, 0.0649, 0.0342, 0.01] | [10.0, 2.34, 0.722, 0.181, 0.1, 0.055, 0.0296, 0.01] | 0 | [48.0, 60.0, 65.0, 71.0, 80.0, 100.0, 162.0] | [96.0, 110.0, 125.0, 150.0, 168.0, 200.0, 250.0, 398.0]
HV 200A | HV 200A | 200 | 0 | [10.0, 4.267, 1.21, 0.403, 0.1, 0.058, 0.022, 0.01] | [10.0, 3.73, 1.654, 0.328, 0.1, 0.0531, 0.019, 0.01] | 0 | [600.0, 700.0, 900.0, 1150.0, 1665.0, 2000.0, 3000.0, 4313.0] | [1200.0, 1500.0, 1800.0, 2700.0, 3960.0, 5000.0, 7500.0, 10620.0]
HV 20A | HV 20A | 20 | 0 | [10.0, 1.3, 0.3, 0.155, 0.1, 0.0555, 0.023, 0.01] | [10.0, 1.3, 0.161, 0.1, 0.0611, 0.0399, 0.0141, 0.01] | 0 | [60.0, 70.0, 80.0, 87.0, 94.0, 110.0, 150.0, 216.0] | [120.0, 150.0, 200.0, 223.0, 260.0, 300.0, 450.0, 532.0]
HV 25A | HV 25A | 25 | 0 | [10.0, 2.512, 0.833, 0.299, 0.1, 0.0372, 0.0223, 0.01] | [10.0, 3.125, 0.597, 0.198, 0.1, 0.0378, 0.022, 0.01] | 0 | [75.0, 82.0, 90.0, 100.0, 124.0, 170.0, 200.0, 289.0] | [150.0, 170.0, 210.0, 250.0, 294.0, 400.0, 500.0, 711.0]
HV 31.5A | HV 31.5A | 31.5 | 0 | [10.0, 2.34, 0.722, 0.181, 0.1, 0.055, 0.0296, 0.01] | [10.0, 2.84, 0.368, 0.164, 0.1, 0.0621, 0.0378, 0.0195, 0.01] | 0 | [95.0, 110.0, 125.0, 150.0, 165.0, 200.0, 250.0, 390.0] | [189.0, 220.0, 300.0, 350.0, 393.0, 450.0, 530.0, 700.0, 960.0]
HV 40A | HV 40A | 40 | 0 | [10.0, 1.3, 0.161, 0.1, 0.0611, 0.0399, 0.0141, 0.01] | [10.0, 2.05, 0.369, 0.198, 0.1, 0.051, 0.0298, 0.01] | 0 | [120.0, 150.0, 200.0, 223.0, 260.0, 300.0, 450.0, 532.0] | [240.0, 300.0, 400.0, 450.0, 530.0, 650.0, 800.0, 1311.0]
HV 50A | HV 50A | 50 | 0 | [10.0, 3.215, 0.597, 0.198, 0.1, 0.0378, 0.022, 0.01] | [10.0, 3.64, 0.854, 0.281, 0.1, 0.0531, 0.022, 0.01] | 0 | [150.0, 170.0, 210.0, 250.0, 294.0, 400.0, 500.0, 711.0] | [300.0, 350.0, 450.0, 550.0, 700.0, 850.0, 1200.0, 1752.0]
HV 6.3A | HV 6.3A | 6.3 | 0 | [10.0, 1.39, 0.344, 0.168, 0.1, 0.056, 0.0263, 0.01] | [10.0, 1.711, 0.516, 0.198, 0.1, 0.0634, 0.0303, 0.01] | 0 | [19.0, 19.5, 20.4, 20.8, 22.0, 25.0, 32.0, 48.0] | [38.0, 40.0, 43.0, 48.0, 53.0, 60.0, 75.0, 118.0]
HV 63A | HV 63A | 63 | 0 | [10.0, 2.84, 0.368, 0.164, 0.1, 0.0621, 0.0378, 0.0195, 0.01] | [10.0, 1.82, 0.344, 0.1, 0.0467, 0.0269, 0.01] | 0 | [189.0, 220.0, 300.0, 350.0, 393.0, 450.0, 530.0, 700.0, 961.0] | [378.0, 500.0, 700.0, 934.0, 1200.0, 1500.0, 2366.0]
HV 80A | HV 80A | 80 | 0 | [10.0, 2.05, 0.369, 0.198, 0.1, 0.051, 0.0298, 0.01] | [10.0, 4.15, 1.03, 0.198, 0.1, 0.051, 0.0172, 0.01] | 0 | [240.0, 300.0, 400.0, 450.0, 530.0, 650.0, 800.0, 1311.0] | [480.0, 550.0, 700.0, 1000.0, 1260.0, 1600.0, 2500.0, 3227.0]
Siemens NH-1-100 | Siemens NH-1-100 | 100 | [5400.0, 2000.0, 400.0, 20.0, 1.0, 0.2, 0.012, 0.004] | 0 | 0 | [150.0, 190.0, 250.0, 430.0, 900.0, 1250.0, 2700.0, 3600.0] | 0 | 0
Siemens NH-1-125 | Siemens NH-1-125 | 125 | [4800.0, 120.0, 7.0, 0.1, 0.004] | 0 | 0 | [180.0, 400.0, 740.0, 2000.0, 4250.0] | 0 | 0
Siemens NH-1-16 | Siemens NH-1-16 | 16 | [4000.0, 400.0, 2.0, 0.1, 0.04, 0.01] | 0 | 0 | [26.0, 35.0, 75.0, 150.0, 200.0, 300.0] | 0 | 0
Siemens NH-1-160 | Siemens NH-1-160 | 160 | [4800.0, 120.0, 7.0, 0.1, 0.004] | 0 | 0 | [210.0, 500.0, 900.0, 2300.0, 5000.0] | 0 | 0
Siemens NH-1-25 | Siemens NH-1-25 | 25 | [4000.0, 1000.0, 10.0, 0.2, 0.02, 0.01] | 0 | 0 | [40.0, 50.0, 100.0, 210.0, 400.0, 500.0] | 0 | 0
Siemens NH-1-50 | Siemens NH-1-50 | 50 | [4000.0, 40.0, 4.0, 1.0, 0.02, 0.01] | 0 | 0 | [86.0, 200.0, 300.0, 400.0, 1000.0, 1280.0] | 0 | 0
Siemens NH-1-63 | Siemens NH-1-63 | 63 | [4000.0, 100.0, 10.0, 2.0, 0.04, 0.01] | 0 | 0 | [100.0, 200.0, 300.0, 400.0, 1000.0, 1500.0] | 0 | 0
Siemens NH-1-80 | Siemens NH-1-80 | 80 | [4800.0, 120.0, 7.0, 0.1, 0.01] | 0 | 0 | [150.58, 250.0, 450.0, 1150.0, 2470.0] | 0 | 0
Siemens NH-2-1000 | Siemens NH-2-1000 | 1000 | [4800.0, 120.0, 7.0, 0.1, 0.004] | 0 | 0 | [1900.0, 3500.0, 8400.0, 24000.0, 52000.0] | 0 | 0
Siemens NH-2-200 | Siemens NH-2-200 | 200 | [4800.0, 120.0, 7.0, 0.1, 0.004] | 0 | 0 | [280.0, 650.0, 1200.0, 3000.0, 7000.0] | 0 | 0
Siemens NH-2-224 | Siemens NH-2-224 | 224 | [4800.0, 120.0, 7.0, 0.2, 0.04, 0.004] | 0 | 0 | [400.0, 750.0, 1453.0, 3025.0, 4315.0, 7600.0] | 0 | 0
Siemens NH-2-250 | Siemens NH-2-250 | 250 | [4800.0, 120.0, 7.0, 0.1, 0.004] | 0 | 0 | [450.0, 800.0, 1650.0, 4000.0, 8500.0] | 0 | 0
Siemens NH-2-315 | Siemens NH-2-315 | 315 | [4800.0, 120.0, 7.0, 0.1, 0.004] | 0 | 0 | [550.0, 920.0, 1900.0, 5000.0, 11000.0] | 0 | 0
Siemens NH-2-355 | Siemens NH-2-355 | 355 | [4800.0, 120.0, 6.0, 0.1, 0.004] | 0 | 0 | [650.0, 1116.27, 2350.0, 5840.0, 12790.0] | 0 | 0
Siemens NH-2-400 | Siemens NH-2-400 | 400 | [4800.0, 120.0, 7.0, 0.1, 0.004] | 0 | 0 | [720.0, 1350.0, 2800.0, 6500.0, 15000.0] | 0 | 0
Siemens NH-2-425 | Siemens NH-2-425 | 425 | [4800.0, 120.0, 7.0, 0.1, 0.004] | 0 | 0 | [850.0, 1500.0, 3050.0, 7500.0, 16500.0] | 0 | 0
Siemens NH-2-630 | Siemens NH-2-630 | 630 | [4800.0, 120.0, 7.0, 0.1, 0.004] | 0 | 0 | [1200.0, 2000.0, 4800.0, 12000.0, 26000.0] | 0 | 0

## res_bus
| vm_pu | va_degree | p_mw | q_mvar
0 | 0.9824 | -0.013205 | 0.067748 | 0.032812
1 | 0.98239 | -0.013026 | 0 | 0
2 | 0.98311 | -0.0083049 | 0 | 0
3 | 0.98234 | -0.012587 | 0 | 0
4 | 0.98315 | -0.0086591 | 0.51265 | 0.24829
5 | 0.98311 | -0.0082948 | 0.23686 | 0.11472
6 | 0.98384 | -0.0098616 | 0.14939 | 0.072354
7 | 0.98368 | -0.010866 | 0.30305 | 0.14677
8 | 0.98352 | -0.01204 | 0 | 0
9 | 0.98385 | -0.0099541 | 0.12243 | 0.059295
10 | 0.98233 | -0.012471 | 0.24907 | 0.12063
11 | 0.98227 | -0.012993 | 0.10471 | 0.050714
12 | 0.99461 | -0.025903 | 0.29653 | 0.14362
13 | 0.99467 | -0.025226 | 0 | 0
14 | 0.99401 | -0.041321 | 0 | 0
15 | 0.99491 | -0.02418 | 0 | 0
16 | 0.99449 | -0.023563 | 0 | 0
17 | 0.99397 | -0.041812 | 0.39318 | 0.19043
18 | 0.99519 | -0.022919 | 0 | 0
19 | 0.99491 | -0.024167 | 0.088554 | 0.042889
20 | 0.99589 | -0.01977 | 0 | 0
21 | 0.99516 | -0.022708 | 0.31445 | 0.15229
22 | 0.99448 | -0.023421 | 0.35509 | 0.17198
23 | 0.99599 | -0.019317 | 0.4006 | 0.19402
24 | 0.99501 | -0.023734 | 0 | 0
25 | 0.99497 | -0.023408 | 0 | 0
26 | 0.99497 | -0.023387 | 0.29337 | 0.14209
27 | 0.99437 | -0.024095 | 0.4051 | 0.1962
28 | 0.99984 | 0.0012208 | 0.31941 | 0.1547
29 | 0.99985 | 0.0012042 | 0 | 0
30 | 1 | 0 | -21.8602 | -9.861
31 | 0.99869 | 0.010146 | 0 | 0
32 | 0.99996 | 0.00027018 | 0 | 0
33 | 0.99862 | -0.0067944 | 0 | 0
34 | 0.99847 | -0.007904 | 0 | 0
35 | 0.99999 | 6.9468e-05 | 0.14614 | 0.070777
36 | 0.99621 | 0.02939 | 0 | 0
37 | 0.99717 | 0.021933 | 0 | 0
38 | 0.99613 | 0.029989 | 0.14926 | 0.072292
39 | 0.99867 | 0.010317 | 0.23153 | 0.11214
40 | 0.99708 | 0.021274 | 0.20925 | 0.10134
41 | 0.99996 | 0.00029623 | 0.088714 | 0.042966
42 | 0.99994 | 0.0004416 | 0 | 0
43 | 0.9978 | -0.010769 | 0 | 0
44 | 0.99778 | -0.010559 | 0 | 0
45 | 0.99769 | -0.011313 | 0.47537 | 0.23023
46 | 0.99809 | -0.0093898 | 0 | 0
47 | 0.99862 | -0.0067293 | 0.35686 | 0.17284
48 | 0.99808 | -0.009328 | 0.14074 | 0.068165
49 | 0.99994 | 0.00044823 | 0.082487 | 0.03995
50 | 0.99467 | -0.0057066 | 0 | 0
51 | 0.99464 | -0.0054507 | 1.305 | 0.63202
52 | 0.99484 | -0.0073321 | 0 | 0
53 | 0.99483 | -0.0072049 | 0.077077 | 0.03733
54 | 0.99616 | -0.019497 | 0 | 0
55 | 0.99445 | -0.0070529 | 0 | 0
56 | 0.99559 | -0.022384 | 0 | 0
57 | 0.99615 | -0.019608 | 0.075757 | 0.036691
58 | 0.99616 | -0.01948 | 0.36087 | 0.17478
59 | 0.99845 | -0.0077525 | 0.39607 | 0.19183
60 | 0.99602 | 0.030897 | 0 | 0
61 | 0.99662 | 0.017709 | 0.2034 | 0.098512
62 | 0.99565 | 0.033769 | 0 | 0
63 | 0.99551 | 0.034718 | 0 | 0
64 | 0.9956 | 0.034168 | 0.30439 | 0.14742
65 | 0.99535 | 0.03596 | 0 | 0
66 | 0.99545 | 0.035246 | 0 | 0
67 | 0.99551 | 0.034758 | 0.10193 | 0.049369
68 | 0.99558 | 0.034366 | 0 | 0
69 | 0.99558 | 0.034398 | 0 | 0
70 | 0.99534 | 0.036013 | 0.20831 | 0.10089
71 | 0.99544 | 0.035165 | 0.16026 | 0.077619
72 | 0.99538 | 0.03616 | 0 | 0
73 | 0.9954 | 0.035913 | 0 | 0
74 | 0.99537 | 0.036212 | 0.26583 | 0.12874
75 | 0.99539 | 0.036042 | 0 | 0
76 | 0.99538 | 0.036067 | 0.099135 | 0.048013
77 | 0.9954 | 0.035957 | 0.3346 | 0.16205
78 | 0.99534 | 0.035986 | 0 | 0
79 | 0.99529 | 0.036406 | 0 | 0
80 | 0.99528 | 0.036461 | 0.24985 | 0.12101
81 | 0.9929 | -0.045748 | 0.34145 | 0.16537
82 | 0.99292 | -0.04561 | 0 | 0
83 | 0.99316 | -0.047669 | 0 | 0
84 | 0.99317 | -0.047717 | 0.29061 | 0.14075
85 | 0.99045 | -0.067097 | 0 | 0
86 | 0.9872 | -0.039732 | 0 | 0
87 | 0.99044 | -0.067159 | 0.14994 | 0.07262
88 | 0.99171 | -0.057642 | 0.27598 | 0.13366
89 | 0.99176 | -0.058113 | 0 | 0
90 | 0.9853 | -0.023158 | 0 | 0
91 | 0.98719 | -0.039643 | 0.37624 | 0.18222
92 | 0.99589 | 0.019924 | 0 | 0
93 | 0.99589 | 0.019965 | 0.19747 | 0.095639
94 | 0.99605 | 0.018759 | 0 | 0
95 | 0.9853 | -0.023154 | 0.090909 | 0.044029
96 | 0.98428 | -0.013918 | 0 | 0
97 | 0.99606 | 0.018714 | 0.15932 | 0.077161
98 | 0.98404 | -0.011722 | 0.21999 | 0.10654
99 | 0.98321 | -0.0092249 | 0 | 0
100 | 0.98351 | -0.012 | 0.092785 | 0.044938
101 | 0.99441 | -0.0067998 | 0 | 0
102 | 0.99441 | -0.0067908 | 0.074364 | 0.036016
103 | 0.99439 | -0.0066615 | 0 | 0
104 | 0.99443 | -0.0068042 | 0.40429 | 0.19581
105 | 0.99438 | -0.0065703 | 0.1087 | 0.052646
106 | 0.99559 | -0.022427 | 0.33752 | 0.16347
107 | 0.99442 | -0.0067591 | 0 | 0
108 | 0.99542 | -0.023283 | 0 | 0
109 | 0.99777 | -0.010518 | 0.10636 | 0.051511
110 | 0.99762 | -0.01164 | 0 | 0
111 | 0.99478 | -0.0067122 | 0.71702 | 0.34727
112 | 0.99662 | -0.015761 | 0.2759 | 0.13363
113 | 0.99666 | -0.015538 | 0 | 0
114 | 0.99671 | -0.015982 | 0 | 0
115 | 0.99667 | -0.01563 | 0 | 0
116 | 0.99658 | -0.016563 | 0.090245 | 0.043708
117 | 0.99666 | -0.015616 | 0.14761 | 0.071492
118 | 0.99648 | -0.017021 | 0 | 0
119 | 0.99499 | -0.023838 | 0.30507 | 0.14775
120 | 0.996 | -0.019238 | 0 | 0
121 | 0.99627 | 0.0205 | 0 | 0
122 | 0.98814 | 0.018361 | 0.34271 | 0.16598
123 | 0.98814 | 0.01832 | 0 | 0
124 | 0.98854 | 0.015161 | 0 | 0
125 | 0.98839 | 0.016204 | 0 | 0
126 | 0.98838 | 0.016215 | 0.16349 | 0.07918
127 | 0.98853 | 0.015218 | 0.19842 | 0.096098
128 | 0.98841 | 0.016052 | 0 | 0
129 | 0.98897 | 0.01242 | 0 | 0
130 | 0.9884 | 0.016142 | 0.167 | 0.080882
131 | 0.98896 | 0.012545 | 0.31053 | 0.1504
132 | 0.9888 | 0.013873 | 0 | 0
133 | 0.99136 | -0.0051509 | 0 | 0
134 | 0.99288 | -0.016269 | 0 | 0
135 | 0.99481 | -0.030316 | 0 | 0
136 | 0.99287 | -0.016172 | 0.22961 | 0.11121
137 | 0.98877 | 0.014182 | 0.33017 | 0.15991
138 | 0.99135 | -0.0050878 | 0.34088 | 0.1651
139 | 0.99538 | -0.02347 | 0 | 0
140 | 0.9953 | -0.022723 | 1.062 | 0.51435
141 | 0.99481 | -0.030286 | 0.81253 | 0.39353
142 | 0.99479 | -0.030174 | 0 | 0
143 | 0.99433 | -0.026171 | 0 | 0
144 | 0.99479 | -0.03013 | 0.070839 | 0.034309
145 | 0.99422 | -0.025147 | 0 | 0
146 | 0.99419 | -0.024911 | 0.3986 | 0.19305
147 | 0.99422 | -0.025122 | 0 | 0
148 | 0.99432 | -0.026043 | 0.18743 | 0.090776
149 | 0.98893 | 0.012785 | 0 | 0
150 | 0.9942 | -0.025011 | 0.1664 | 0.080589
151 | 0.99431 | -0.026016 | 0 | 0
152 | 0.98842 | 0.015103 | 0.21956 | 0.10634
153 | 0.98842 | 0.015087 | 0 | 0
154 | 0.98857 | 0.016063 | 0 | 0
155 | 0.98854 | 0.016371 | 0.37591 | 0.18206
156 | 0.98851 | 0.016199 | 0.10428 | 0.050503
157 | 0.99624 | 0.020353 | 0.3309 | 0.16026
158 | 0.99662 | 0.017723 | 0 | 0
159 | 0.99439 | -0.0064844 | 0 | 0
160 | 0.99437 | -0.0062878 | 0 | 0
161 | 0.99439 | -0.006454 | 0.094516 | 0.045776
162 | 0.99436 | -0.0061793 | 0.32916 | 0.15942
163 | 0.99431 | -0.025993 | 0.069434 | 0.033628
164 | 0.99997 | 149.9981 | 0 | 0

## res_line
| p_from_mw | q_from_mvar | p_to_mw | q_to_mvar | pl_mw | ql_mvar | i_from_ka | i_to_ka | i_ka | vm_from_pu | va_from_degree | vm_to_pu | va_to_degree | loading_percent
0 | 0.35381 | 0.16673 | -0.35381 | -0.16773 | 7.6526e-06 | -0.00099659 | 0.011493 | 0.011506 | 0.011506 | 0.9824 | -0.013205 | 0.98239 | -0.013026 | 5.2299
1 | -0.42156 | -0.19955 | 0.42185 | 0.19874 | 0.00028613 | -0.00080749 | 0.013705 | 0.013693 | 0.013705 | 0.9824 | -0.013205 | 0.98311 | -0.0083049 | 6.5262
2 | 0.35381 | 0.16773 | -0.35379 | -0.17012 | 1.842e-05 | -0.0023897 | 0.011506 | 0.011536 | 0.011536 | 0.98239 | -0.013026 | 0.98234 | -0.012587 | 5.2437
3 | -0.65871 | -0.31338 | 0.65874 | 0.31233 | 2.799e-05 | -0.001047 | 0.021419 | 0.021406 | 0.021419 | 0.98311 | -0.0083049 | 0.98315 | -0.0086591 | 9.736
4 | 0.23686 | 0.11464 | -0.23686 | -0.11472 | 2.7349e-07 | -7.908e-05 | 0.0077269 | 0.0077279 | 0.0077279 | 0.98311 | -0.0083049 | 0.98311 | -0.0082948 | 3.5127
5 | 0.24907 | 0.11975 | -0.24907 | -0.12063 | 3.3511e-06 | -0.00087464 | 0.0081214 | 0.0081326 | 0.0081326 | 0.98234 | -0.012587 | 0.98233 | -0.012471 | 3.6966
6 | 0.10472 | 0.050366 | -0.10471 | -0.050714 | 6.3611e-06 | -0.00034826 | 0.0034147 | 0.0034192 | 0.0034192 | 0.98234 | -0.012587 | 0.98227 | -0.012993 | 1.6282
7 | -1.1714 | -0.56061 | 1.1715 | 0.55971 | 7.8286e-05 | -0.00090793 | 0.038131 | 0.038119 | 0.038131 | 0.98315 | -0.0086591 | 0.98321 | -0.0092249 | 17.3321
8 | 0.3031 | 0.1465 | -0.30305 | -0.14677 | 4.6e-05 | -0.00027678 | 0.0098778 | 0.0098817 | 0.0098817 | 0.98384 | -0.0098616 | 0.98368 | -0.010866 | 4.7056
9 | 1.265 | 0.59934 | -1.2646 | -0.59925 | 0.00038597 | 9.3431e-05 | 0.041073 | 0.041075 | 0.041075 | 0.98384 | -0.0098616 | 0.98352 | -0.01204 | 19.5596
10 | -1.7175 | -0.81819 | 1.7175 | 0.81809 | 1.8934e-05 | -9.9575e-05 | 0.055821 | 0.05582 | 0.055821 | 0.98384 | -0.0098616 | 0.98385 | -0.0099541 | 25.3733
11 | 0.092786 | 0.044122 | -0.092785 | -0.044938 | 4.3052e-07 | -0.00081609 | 0.0030156 | 0.003026 | 0.003026 | 0.98352 | -0.01204 | 0.98351 | -0.012 | 1.3754
12 | 1.1719 | 0.55513 | -1.1715 | -0.55971 | 0.0003941 | -0.0045812 | 0.03806 | 0.038119 | 0.038119 | 0.98352 | -0.01204 | 0.98321 | -0.0092249 | 17.3267
13 | -1.84 | -0.87739 | 1.8404 | 0.87563 | 0.00038759 | -0.0017618 | 0.059811 | 0.059787 | 0.059811 | 0.98385 | -0.0099541 | 0.98404 | -0.011722 | 27.1869
14 | -4.3036 | -2.0021 | 4.3039 | 2.0014 | 0.00023625 | -0.00070307 | 0.13776 | 0.13775 | 0.13776 | 0.99461 | -0.025903 | 0.99467 | -0.025226 | 38.0562
15 | 4.0071 | 1.8585 | -4.0052 | -1.8564 | 0.0019258 | 0.0020442 | 0.1282 | 0.1282 | 0.1282 | 0.99461 | -0.025903 | 0.99401 | -0.041321 | 36.6297
16 | -5.0643 | -2.3648 | 5.0654 | 2.3565 | 0.0011602 | -0.0082257 | 0.16221 | 0.1621 | 0.16221 | 0.99467 | -0.025226 | 0.99491 | -0.02418 | 25.4248
17 | 0.76039 | 0.36337 | -0.76024 | -0.36768 | 0.00014757 | -0.0043108 | 0.024459 | 0.024513 | 0.024513 | 0.99467 | -0.025226 | 0.99449 | -0.023563 | 11.1424
18 | 4.0052 | 1.8564 | -4.005 | -1.857 | 0.00015832 | -0.00056085 | 0.1282 | 0.12821 | 0.12821 | 0.99401 | -0.041321 | 0.99397 | -0.041812 | 35.4177
19 | -5.154 | -2.3991 | 5.1554 | 2.3896 | 0.0013988 | -0.0095708 | 0.16495 | 0.16483 | 0.16495 | 0.99491 | -0.02418 | 0.99519 | -0.022919 | 25.8546
20 | 0.088554 | 0.042585 | -0.088554 | -0.042889 | 1.3964e-07 | -0.00030368 | 0.0028511 | 0.0028549 | 0.0028549 | 0.99491 | -0.02418 | 0.99491 | -0.024167 | 1.2977
21 | 0.76024 | 0.36768 | -0.76023 | -0.36804 | 1.2473e-05 | -0.00036337 | 0.024513 | 0.024518 | 0.024518 | 0.99449 | -0.023563 | 0.99448 | -0.023421 | 11.1445
22 | 3.6118 | 1.6666 | -3.6091 | -1.665 | 0.0027353 | 0.0015777 | 0.11553 | 0.11553 | 0.11553 | 0.99397 | -0.041812 | 0.99317 | -0.047717 | 55.0133
23 | -6.0684 | -2.8287 | 6.0725 | 2.8091 | 0.004107 | -0.019661 | 0.19421 | 0.19394 | 0.19421 | 0.99519 | -0.022919 | 0.99589 | -0.01977 | 30.4407
24 | 0.91301 | 0.43918 | -0.91299 | -0.43963 | 2.2407e-05 | -0.00045278 | 0.029389 | 0.029394 | 0.029394 | 0.99519 | -0.022919 | 0.99516 | -0.022708 | 13.3611
25 | -6.0725 | -2.8091 | 6.0731 | 2.8063 | 0.00057835 | -0.0027761 | 0.19394 | 0.19391 | 0.19394 | 0.99589 | -0.01977 | 0.99599 | -0.019317 | 30.3986
26 | 0.59854 | 0.28734 | -0.59845 | -0.28744 | 9.0242e-05 | -0.00010487 | 0.019259 | 0.019262 | 0.019262 | 0.99516 | -0.022708 | 0.99501 | -0.023734 | 9.1721
27 | 0.40514 | 0.19606 | -0.4051 | -0.1962 | 4.1389e-05 | -0.00013471 | 0.013065 | 0.013067 | 0.013067 | 0.99448 | -0.023421 | 0.99437 | -0.024095 | 6.2224
28 | -6.4737 | -3.0003 | 6.4738 | 2.9999 | 0.00010942 | -0.00045447 | 0.2068 | 0.2068 | 0.2068 | 0.99599 | -0.019317 | 0.996 | -0.019238 | 32.4145
29 | 0.30507 | 0.14772 | -0.30507 | -0.14775 | 4.8009e-06 | -2.9923e-05 | 0.0098339 | 0.0098343 | 0.0098343 | 0.99501 | -0.023734 | 0.99499 | -0.023838 | 4.683
30 | 0.29338 | 0.13972 | -0.29337 | -0.14195 | 1.1229e-05 | -0.0022269 | 0.0094277 | 0.0094557 | 0.0094557 | 0.99501 | -0.023734 | 0.99497 | -0.023408 | 4.298
31 | 0.29337 | 0.14195 | -0.29337 | -0.14209 | 6.9099e-07 | -0.0001366 | 0.0094557 | 0.0094574 | 0.0094574 | 0.99497 | -0.023408 | 0.99497 | -0.023387 | 4.2988
32 | -0.31941 | -0.1547 | 0.31941 | 0.15459 | 6.0906e-07 | -0.00010355 | 0.010247 | 0.010245 | 0.010247 | 0.99984 | 0.0012208 | 0.99985 | 0.0012042 | 4.6575
33 | -3.5378 | -1.5971 | 3.5384 | 1.5965 | 0.00057866 | -0.00065229 | 0.11207 | 0.11206 | 0.11207 | 0.99985 | 0.0012042 | 1 | 0 | 50.9412
34 | 3.2184 | 1.4425 | -3.2145 | -1.4482 | 0.0039505 | -0.0056266 | 0.10183 | 0.10191 | 0.10191 | 0.99985 | 0.0012042 | 0.99869 | 0.010146 | 46.3227
35 | 0.17121 | 0.072985 | -0.1712 | -0.07715 | 6.7863e-06 | -0.0041653 | 0.0053728 | 0.0054211 | 0.0054211 | 1 | 0 | 0.99996 | 0.00027018 | 2.4641
36 | 8.0956 | 3.6678 | -8.0849 | -3.6948 | 0.010715 | -0.02697 | 0.25657 | 0.25696 | 0.25696 | 1 | 0 | 0.99862 | -0.0067944 | 40.276
37 | 9.8948 | 4.4434 | -9.8802 | -4.4653 | 0.014572 | -0.021936 | 0.31312 | 0.31348 | 0.31348 | 1 | 0 | 0.99847 | -0.007904 | 49.134
38 | 0.14614 | 0.069812 | -0.14614 | -0.070777 | 1.1833e-06 | -0.00096531 | 0.0046753 | 0.0046874 | 0.0046874 | 1 | 0 | 0.99999 | 6.9468e-05 | 2.1306
39 | 2.983 | 1.3375 | -2.9781 | -1.3457 | 0.0048042 | -0.0081463 | 0.094494 | 0.094608 | 0.094608 | 0.99869 | 0.010146 | 0.99717 | 0.021933 | 43.0036
40 | 0.23154 | 0.11065 | -0.23153 | -0.11214 | 4.6093e-06 | -0.0014892 | 0.0074176 | 0.0074362 | 0.0074362 | 0.99869 | 0.010146 | 0.99867 | 0.010317 | 3.3801
41 | 0.088714 | 0.04237 | -0.088714 | -0.042966 | 2.6944e-07 | -0.00059656 | 0.0028381 | 0.0028456 | 0.0028456 | 0.99996 | 0.00027018 | 0.99996 | 0.00029623 | 1.2935
42 | 0.082489 | 0.034781 | -0.082487 | -0.039789 | 1.9129e-06 | -0.0050084 | 0.0025844 | 0.0026439 | 0.0026439 | 0.99996 | 0.00027018 | 0.99994 | 0.0004416 | 1.2018
43 | 0.35687 | 0.17247 | -0.35686 | -0.17284 | 2.6744e-06 | -0.00036241 | 0.011458 | 0.011462 | 0.011462 | 0.99862 | -0.0067944 | 0.99862 | -0.0067293 | 5.2101
44 | 7.728 | 3.5223 | -7.724 | -3.5334 | 0.003972 | -0.011111 | 0.24551 | 0.24567 | 0.24567 | 0.99862 | -0.0067944 | 0.99809 | -0.0093898 | 38.5057
45 | 0.39608 | 0.19107 | -0.39607 | -0.19183 | 6.921e-06 | -0.00076075 | 0.012714 | 0.012724 | 0.012724 | 0.99847 | -0.007904 | 0.99845 | -0.0077525 | 5.7835
46 | 9.4842 | 4.2743 | -9.4632 | -4.3093 | 0.020986 | -0.035016 | 0.30077 | 0.30132 | 0.30132 | 0.99847 | -0.007904 | 0.99616 | -0.019497 | 47.2295
47 | -1.875 | -0.84749 | 1.877 | 0.83844 | 0.0019215 | -0.0090508 | 0.059626 | 0.059511 | 0.059626 | 0.99621 | 0.02939 | 0.99717 | 0.021933 | 27.1026
48 | 1.875 | 0.84749 | -1.8749 | -0.8482 | 0.00015183 | -0.0007128 | 0.059626 | 0.059635 | 0.059635 | 0.99621 | 0.02939 | 0.99613 | 0.029989 | 27.1067
49 | 1.1012 | 0.50722 | -1.1011 | -0.50721 | 9.2582e-05 | 7.9229e-06 | 0.035098 | 0.035099 | 0.035099 | 0.99717 | 0.021933 | 0.99708 | 0.021274 | 16.7136
50 | 1.7256 | 0.77591 | -1.7254 | -0.77711 | 0.00021434 | -0.0012012 | 0.05483 | 0.054845 | 0.054845 | 0.99613 | 0.029989 | 0.99602 | 0.030897 | 24.9297
51 | 0.89185 | 0.40587 | -0.89146 | -0.40595 | 0.00039142 | -7.8616e-05 | 0.028369 | 0.028373 | 0.028373 | 0.99708 | 0.021274 | 0.99662 | 0.017709 | 13.5108
52 | 0.082487 | 0.039789 | -0.082487 | -0.03995 | 6.2997e-08 | -0.00016102 | 0.0026439 | 0.0026459 | 0.0026459 | 0.99994 | 0.0004416 | 0.99994 | 0.00044823 | 1.2027
53 | 0.10636 | 0.046121 | -0.10636 | -0.050735 | 2.9629e-06 | -0.004614 | 0.003354 | 0.0034093 | 0.0034093 | 0.9978 | -0.010769 | 0.99778 | -0.010559 | 1.5497
54 | 7.4748 | 3.4261 | -7.474 | -3.4286 | 0.00082228 | -0.0024778 | 0.23789 | 0.23792 | 0.23792 | 0.9978 | -0.010769 | 0.99769 | -0.011313 | 37.2923
55 | -7.5812 | -3.4723 | 7.5833 | 3.4662 | 0.0020904 | -0.0060992 | 0.24124 | 0.24116 | 0.24124 | 0.9978 | -0.010769 | 0.99809 | -0.0093898 | 37.8123
56 | 0.10636 | 0.050735 | -0.10636 | -0.051511 | 5.0832e-07 | -0.00077631 | 0.0034093 | 0.003419 | 0.003419 | 0.99778 | -0.010559 | 0.99777 | -0.010518 | 1.5541
57 | 6.9986 | 3.1984 | -6.9982 | -3.2 | 0.00045562 | -0.0016035 | 0.22265 | 0.22267 | 0.22267 | 0.99769 | -0.011313 | 0.99762 | -0.01164 | 34.9009
58 | 0.14074 | 0.067281 | -0.14074 | -0.068165 | 1.0132e-06 | -0.00088423 | 0.0045119 | 0.004523 | 0.004523 | 0.99809 | -0.0093898 | 0.99808 | -0.009328 | 2.0559
59 | 1.305 | 0.63165 | -1.305 | -0.63202 | 3.8363e-05 | -0.00037196 | 0.042077 | 0.042082 | 0.042082 | 0.99467 | -0.0057066 | 0.99464 | -0.0054507 | 19.1283
60 | -1.305 | -0.63165 | 1.3052 | 0.62927 | 0.00024494 | -0.0023775 | 0.042077 | 0.042047 | 0.042077 | 0.99467 | -0.0057066 | 0.99484 | -0.0073321 | 19.1261
61 | 0.79415 | 0.38295 | -0.79414 | -0.38326 | 1.1698e-05 | -0.00031285 | 0.025583 | 0.025587 | 0.025587 | 0.99484 | -0.0073321 | 0.99483 | -0.0072049 | 11.6306
62 | -2.0994 | -1.0122 | 2.1024 | 1.0015 | 0.0030035 | -0.010773 | 0.06763 | 0.067484 | 0.06763 | 0.99484 | -0.0073321 | 0.99616 | -0.019497 | 30.7408
63 | 0.71706 | 0.34593 | -0.71702 | -0.34727 | 4.0732e-05 | -0.0013377 | 0.023102 | 0.023119 | 0.023119 | 0.99483 | -0.0072049 | 0.99478 | -0.0067122 | 10.5088
64 | 1.0129 | 0.42922 | -1.0111 | -0.46031 | 0.0018354 | -0.03109 | 0.03188 | 0.032249 | 0.032249 | 0.99616 | -0.019497 | 0.99445 | -0.0070529 | 14.6587
65 | 5.9112 | 2.6674 | -5.908 | -2.6841 | 0.0032533 | -0.016722 | 0.18793 | 0.18815 | 0.18815 | 0.99616 | -0.019497 | 0.99559 | -0.022384 | 29.4911
66 | 0.075758 | 0.036549 | -0.075757 | -0.036691 | 1.273e-06 | -0.00014156 | 0.0024375 | 0.0024393 | 0.0024393 | 0.99616 | -0.019497 | 0.99615 | -0.019608 | 1.1616
67 | 0.36087 | 0.17469 | -0.36087 | -0.17478 | 6.8107e-07 | -8.9335e-05 | 0.011618 | 0.011619 | 0.011619 | 0.99616 | -0.019497 | 0.99616 | -0.01948 | 5.2815
68 | 0.10871 | 0.040167 | -0.1087 | -0.050938 | 7.1309e-06 | -0.010771 | 0.0033641 | 0.0034849 | 0.0034849 | 0.99445 | -0.0070529 | 0.99439 | -0.0066615 | 1.584
69 | 0.82802 | 0.39641 | -0.828 | -0.397 | 2.4213e-05 | -0.00059567 | 0.026649 | 0.026656 | 0.026656 | 0.99445 | -0.0070529 | 0.99443 | -0.0068042 | 12.1165
70 | 0.074368 | 0.023736 | -0.074364 | -0.035778 | 3.6813e-06 | -0.012041 | 0.0022661 | 0.0023956 | 0.0023956 | 0.99445 | -0.0070529 | 0.99441 | -0.0067998 | 1.0889
71 | 5.908 | 2.6841 | -5.9079 | -2.6843 | 4.8767e-05 | -0.00025018 | 0.18815 | 0.18816 | 0.18816 | 0.99559 | -0.022384 | 0.99559 | -0.022427 | 29.4916
72 | 1.7254 | 0.77711 | -1.7247 | -0.78087 | 0.000672 | -0.0037595 | 0.054845 | 0.054893 | 0.054893 | 0.99602 | 0.030897 | 0.99565 | 0.033769 | 24.9512
73 | 0.68806 | 0.30744 | -0.68805 | -0.30749 | 1.3963e-06 | -5.164e-05 | 0.021829 | 0.021829 | 0.021829 | 0.99662 | 0.017709 | 0.99662 | 0.017723 | 9.9225
74 | 0.47063 | 0.19903 | -0.47056 | -0.20462 | 6.9794e-05 | -0.005592 | 0.014815 | 0.014879 | 0.014879 | 0.99565 | 0.033769 | 0.99551 | 0.034718 | 6.7634
75 | 1.2541 | 0.58184 | -1.254 | -0.58252 | 6.3362e-05 | -0.00068021 | 0.040084 | 0.040092 | 0.040092 | 0.99565 | 0.033769 | 0.9956 | 0.034168 | 18.2237
76 | 0.20835 | 0.085819 | -0.20831 | -0.1004 | 3.6049e-05 | -0.014578 | 0.0065341 | 0.0067066 | 0.0067066 | 0.99551 | 0.034718 | 0.99535 | 0.03596 | 3.0485
77 | 0.16028 | 0.070215 | -0.16027 | -0.077571 | 1.0876e-05 | -0.0073559 | 0.0050741 | 0.0051634 | 0.0051634 | 0.99551 | 0.034718 | 0.99545 | 0.035246 | 2.347
78 | 0.10193 | 0.048588 | -0.10193 | -0.049369 | 4.7382e-07 | -0.00078078 | 0.0032745 | 0.0032843 | 0.0032843 | 0.99551 | 0.034718 | 0.99551 | 0.034758 | 1.4929
79 | 0.51582 | 0.23735 | -0.51581 | -0.2382 | 1.3138e-05 | -0.00085483 | 0.016464 | 0.016474 | 0.016474 | 0.9956 | 0.034168 | 0.99558 | 0.034366 | 7.4882
80 | 0.43383 | 0.19775 | -0.43382 | -0.19896 | 1.3086e-05 | -0.0012088 | 0.013824 | 0.013839 | 0.013839 | 0.9956 | 0.034168 | 0.99558 | 0.034398 | 6.2903
81 | 0.20831 | 0.1004 | -0.20831 | -0.10089 | 1.2518e-06 | -0.0004923 | 0.0067066 | 0.0067128 | 0.0067128 | 0.99535 | 0.03596 | 0.99534 | 0.036013 | 3.0513
82 | 0.16027 | 0.077571 | -0.16026 | -0.077619 | 1.9658e-06 | -4.7717e-05 | 0.0051634 | 0.005164 | 0.005164 | 0.99545 | 0.035246 | 0.99544 | 0.035165 | 2.4591
83 | 0.51581 | 0.2382 | -0.5157 | -0.24559 | 0.00011426 | -0.0073866 | 0.016474 | 0.016565 | 0.016565 | 0.99558 | 0.034366 | 0.99538 | 0.03616 | 7.5297
84 | 0.43382 | 0.19896 | -0.43374 | -0.20646 | 8.1861e-05 | -0.0075018 | 0.013839 | 0.013931 | 0.013931 | 0.99558 | 0.034398 | 0.9954 | 0.035913 | 6.3323
85 | 0.5157 | 0.24559 | -0.51569 | -0.2458 | 3.2155e-06 | -0.00020665 | 0.016565 | 0.016568 | 0.016568 | 0.99538 | 0.03616 | 0.99537 | 0.036212 | 7.5309
86 | 0.3346 | 0.16179 | -0.3346 | -0.16205 | 1.7051e-06 | -0.00025948 | 0.010779 | 0.010782 | 0.010782 | 0.9954 | 0.035913 | 0.9954 | 0.035957 | 4.9009
87 | 0.099137 | 0.044664 | -0.099135 | -0.04752 | 1.6203e-06 | -0.0028557 | 0.0031534 | 0.0031883 | 0.0031883 | 0.9954 | 0.035913 | 0.99539 | 0.036042 | 1.4492
88 | 0.24987 | 0.11705 | -0.24986 | -0.11713 | 7.6283e-06 | -7.4289e-05 | 0.0080023 | 0.0080033 | 0.0080033 | 0.99537 | 0.036212 | 0.99534 | 0.035986 | 3.8111
89 | 0.099135 | 0.04752 | -0.099135 | -0.048013 | 2.8375e-07 | -0.00049359 | 0.0031883 | 0.0031945 | 0.0031945 | 0.99539 | 0.036042 | 0.99538 | 0.036067 | 1.452
90 | 0.24986 | 0.11713 | -0.24985 | -0.12058 | 1.2558e-05 | -0.0034513 | 0.0080033 | 0.0080464 | 0.0080464 | 0.99534 | 0.035986 | 0.99529 | 0.036406 | 3.6574
91 | 0.24985 | 0.12058 | -0.24985 | -0.12101 | 1.5685e-06 | -0.00042846 | 0.0080464 | 0.0080518 | 0.0080518 | 0.99529 | 0.036406 | 0.99528 | 0.036461 | 3.6599
92 | -0.34145 | -0.16537 | 0.34146 | 0.16534 | 7.1328e-06 | -3.426e-05 | 0.01103 | 0.01103 | 0.01103 | 0.9929 | -0.045748 | 0.99292 | -0.04561 | 5.2525
93 | -0.34146 | -0.16534 | 0.34154 | 0.15233 | 8.8609e-05 | -0.013011 | 0.01103 | 0.01087 | 0.01103 | 0.99292 | -0.04561 | 0.99316 | -0.047669 | 5.0136
94 | -0.34154 | -0.15233 | 0.34155 | 0.15199 | 2.2643e-06 | -0.00033752 | 0.01087 | 0.010866 | 0.01087 | 0.99316 | -0.047669 | 0.99317 | -0.047717 | 4.9409
95 | 2.9769 | 1.3723 | -2.973 | -1.3701 | 0.0039553 | 0.0021899 | 0.095279 | 0.095283 | 0.095283 | 0.99317 | -0.047717 | 0.99176 | -0.058113 | 45.3726
96 | 2.5437 | 1.1624 | -2.5348 | -1.1831 | 0.0089051 | -0.020715 | 0.081512 | 0.081798 | 0.081798 | 0.99045 | -0.067097 | 0.9872 | -0.039732 | 37.1807
97 | 0.14994 | 0.072581 | -0.14994 | -0.07262 | 1.4132e-06 | -3.8516e-05 | 0.0048553 | 0.0048558 | 0.0048558 | 0.99045 | -0.067097 | 0.99044 | -0.067159 | 2.3123
98 | -2.6936 | -1.235 | 2.6968 | 1.2367 | 0.0032072 | 0.0017259 | 0.086366 | 0.086362 | 0.086366 | 0.99045 | -0.067097 | 0.99171 | -0.057642 | 41.1266
99 | 2.1585 | 1.0013 | -2.1541 | -1.0159 | 0.0044422 | -0.014599 | 0.06958 | 0.069778 | 0.069778 | 0.9872 | -0.039732 | 0.9853 | -0.023158 | 31.7171
100 | 0.37624 | 0.18178 | -0.37624 | -0.18222 | 3.8316e-06 | -0.00044597 | 0.012219 | 0.012224 | 0.012224 | 0.9872 | -0.039732 | 0.98719 | -0.039643 | 5.5566
101 | -2.9728 | -1.3704 | 2.973 | 1.3701 | 0.0001805 | -0.00029617 | 0.095287 | 0.095283 | 0.095287 | 0.99171 | -0.057642 | 0.99176 | -0.058113 | 43.3122
102 | 0.090909 | 0.043937 | -0.090909 | -0.044029 | 4.6544e-08 | -9.2287e-05 | 0.0029582 | 0.0029594 | 0.0029594 | 0.9853 | -0.023158 | 0.9853 | -0.023154 | 1.3452
103 | 2.0632 | 0.972 | -2.0609 | -0.98024 | 0.0023031 | -0.0082489 | 0.066819 | 0.066931 | 0.066931 | 0.9853 | -0.023158 | 0.98428 | -0.013918 | 30.4234
104 | 0.19747 | 0.095227 | -0.19747 | -0.095639 | 9.3961e-07 | -0.00041209 | 0.0063548 | 0.00636 | 0.00636 | 0.99589 | 0.019924 | 0.99589 | 0.019965 | 2.8909
105 | -0.19747 | -0.095227 | 0.1975 | 0.080609 | 3.2371e-05 | -0.014619 | 0.0063548 | 0.0061825 | 0.0063548 | 0.99589 | 0.019924 | 0.99605 | 0.018759 | 2.8886
106 | -0.1975 | -0.080609 | 0.19751 | 0.079836 | 1.6634e-06 | -0.00077273 | 0.0061825 | 0.006174 | 0.0061825 | 0.99605 | 0.018759 | 0.99606 | 0.018714 | 2.8102
107 | 2.0609 | 0.98024 | -2.0603 | -0.98217 | 0.0005396 | -0.0019257 | 0.066931 | 0.066958 | 0.066958 | 0.98428 | -0.013918 | 0.98404 | -0.011722 | 30.4354
108 | -0.35682 | -0.157 | 0.35689 | 0.15667 | 7.1019e-05 | -0.00032559 | 0.011298 | 0.011294 | 0.011298 | 0.99606 | 0.018714 | 0.99627 | 0.0205 | 5.38
109 | 0.074364 | 0.035778 | -0.074364 | -0.036016 | 7.7606e-08 | -0.00023879 | 0.0023956 | 0.0023987 | 0.0023987 | 0.99441 | -0.0067998 | 0.99441 | -0.0067908 | 1.0903
110 | 0.1087 | 0.050938 | -0.1087 | -0.052646 | 1.1803e-06 | -0.001708 | 0.0034849 | 0.0035062 | 0.0035062 | 0.99439 | -0.0066615 | 0.99438 | -0.0065703 | 1.5937
111 | 0.4237 | 0.20119 | -0.4237 | -0.20141 | 2.2931e-06 | -0.00021802 | 0.013616 | 0.013619 | 0.013619 | 0.99443 | -0.0068042 | 0.99442 | -0.0067591 | 6.1903
112 | 5.5704 | 2.5209 | -5.5695 | -2.5262 | 0.00091134 | -0.0053275 | 0.17729 | 0.17736 | 0.17736 | 0.99559 | -0.022427 | 0.99542 | -0.023283 | 27.7987
113 | 0.4237 | 0.20141 | -0.42369 | -0.20272 | 1.3829e-05 | -0.001313 | 0.013619 | 0.013635 | 0.013635 | 0.99442 | -0.0067591 | 0.99439 | -0.0064844 | 6.1978
114 | 5.5695 | 2.5262 | -5.5693 | -2.5274 | 0.00019999 | -0.0011682 | 0.17736 | 0.17737 | 0.17737 | 0.99542 | -0.023283 | 0.99538 | -0.02347 | 27.8011
115 | 6.9982 | 3.2 | -6.992 | -3.2216 | 0.0061657 | -0.021637 | 0.22267 | 0.22297 | 0.22297 | 0.99762 | -0.01164 | 0.99671 | -0.015982 | 34.9484
116 | -0.2759 | -0.13363 | 0.27591 | 0.13355 | 9.3245e-06 | -7.2875e-05 | 0.0088796 | 0.0088786 | 0.0088796 | 0.99662 | -0.015761 | 0.99666 | -0.015538 | 4.2284
117 | -0.27591 | -0.13355 | 0.27593 | 0.13027 | 1.4507e-05 | -0.0032804 | 0.0088786 | 0.0088376 | 0.0088786 | 0.99666 | -0.015538 | 0.99671 | -0.015982 | 4.0357
118 | 0.14762 | 0.066074 | -0.14761 | -0.071297 | 6.54e-06 | -0.0052231 | 0.0046842 | 0.0047481 | 0.0047481 | 0.99671 | -0.015982 | 0.99667 | -0.01563 | 2.1582
119 | 6.5685 | 3.0253 | -6.5677 | -3.0285 | 0.00078944 | -0.0031893 | 0.20945 | 0.20949 | 0.20949 | 0.99671 | -0.015982 | 0.99658 | -0.016563 | 32.836
120 | 0.14761 | 0.071297 | -0.14761 | -0.071492 | 2.4807e-07 | -0.00019531 | 0.0047481 | 0.0047505 | 0.0047505 | 0.99667 | -0.01563 | 0.99666 | -0.015616 | 2.1593
121 | 6.4774 | 2.9848 | -6.4768 | -2.9873 | 0.00061483 | -0.0025623 | 0.20659 | 0.20663 | 0.20663 | 0.99658 | -0.016563 | 0.99648 | -0.017021 | 32.3864
122 | 6.4768 | 2.9873 | -6.4738 | -2.9999 | 0.0030166 | -0.012549 | 0.20663 | 0.2068 | 0.2068 | 0.99648 | -0.017021 | 0.996 | -0.019238 | 32.4136
123 | -0.6878 | -0.31689 | 0.68805 | 0.30749 | 0.00025577 | -0.0094062 | 0.021943 | 0.021829 | 0.021943 | 0.99627 | 0.0205 | 0.99662 | 0.017723 | 9.9741
124 | 0.3309 | 0.16022 | -0.3309 | -0.16026 | 7.3984e-06 | -3.8718e-05 | 0.010653 | 0.010654 | 0.010654 | 0.99627 | 0.0205 | 0.99624 | 0.020353 | 5.0731
125 | -0.34271 | -0.16598 | 0.34271 | 0.16576 | 1.6084e-06 | -0.00022655 | 0.011124 | 0.011122 | 0.011124 | 0.98814 | 0.018361 | 0.98814 | 0.01832 | 5.0566
126 | -0.34271 | -0.16576 | 0.34286 | 0.14472 | 0.00014575 | -0.021035 | 0.011122 | 0.010868 | 0.011122 | 0.98814 | 0.01832 | 0.98854 | 0.015161 | 5.0553
127 | 0.19842 | 0.095552 | -0.19842 | -0.096098 | 1.296e-06 | -0.00054667 | 0.0064312 | 0.0064381 | 0.0064381 | 0.98854 | 0.015161 | 0.98853 | 0.015218 | 2.9264
128 | 0.16702 | 0.066315 | -0.167 | -0.079844 | 2.1955e-05 | -0.013529 | 0.0052479 | 0.0054062 | 0.0054062 | 0.98854 | 0.015161 | 0.98841 | 0.016052 | 2.4574
129 | -0.87182 | -0.36882 | 0.87222 | 0.35964 | 0.00040482 | -0.009178 | 0.027643 | 0.027539 | 0.027643 | 0.98854 | 0.015161 | 0.98897 | 0.01242 | 12.5652
130 | 0.16351 | 0.062229 | -0.16349 | -0.079057 | 2.6069e-05 | -0.016829 | 0.0051091 | 0.0053039 | 0.0053039 | 0.98854 | 0.015161 | 0.98839 | 0.016204 | 2.4109
131 | 0.16349 | 0.079057 | -0.16349 | -0.07918 | 1.9828e-07 | -0.00012306 | 0.0053039 | 0.0053055 | 0.0053055 | 0.98839 | 0.016204 | 0.98838 | 0.016215 | 2.4116
132 | 0.167 | 0.079844 | -0.167 | -0.080882 | 1.7411e-06 | -0.0010378 | 0.0054062 | 0.0054194 | 0.0054194 | 0.98841 | 0.016052 | 0.9884 | 0.016142 | 2.4634
133 | 1.0106 | 0.4771 | -1.0106 | -0.47734 | 1.5387e-05 | -0.00024834 | 0.032622 | 0.032625 | 0.032625 | 0.98897 | 0.01242 | 0.98896 | 0.012545 | 14.8295
134 | 0.33024 | 0.14873 | -0.33018 | -0.1581 | 6.064e-05 | -0.0093695 | 0.010572 | 0.010687 | 0.010687 | 0.98897 | 0.01242 | 0.9888 | 0.013873 | 4.8579
135 | -2.2131 | -0.98546 | 2.2187 | 0.96731 | 0.0056351 | -0.018154 | 0.070714 | 0.070481 | 0.070714 | 0.98897 | 0.01242 | 0.99136 | -0.0051509 | 32.1427
136 | 0.70009 | 0.32695 | -0.70007 | -0.32766 | 2.0922e-05 | -0.00071294 | 0.022554 | 0.022563 | 0.022563 | 0.98896 | 0.012545 | 0.98893 | 0.012785 | 10.2559
137 | 0.33018 | 0.1581 | -0.33017 | -0.15991 | 1.1868e-05 | -0.0018094 | 0.010687 | 0.01071 | 0.01071 | 0.9888 | 0.013873 | 0.98877 | 0.014182 | 4.8684
138 | 0.34088 | 0.16474 | -0.34088 | -0.1651 | 2.4784e-06 | -0.00035753 | 0.011025 | 0.011029 | 0.011029 | 0.99136 | -0.0051509 | 0.99135 | -0.0050878 | 5.0132
139 | -2.5596 | -1.132 | 2.5638 | 1.1223 | 0.0041381 | -0.0097577 | 0.081498 | 0.081369 | 0.081498 | 0.99136 | -0.0051509 | 0.99288 | -0.016269 | 37.0446
140 | -2.7934 | -1.2327 | 2.7991 | 1.2215 | 0.0057491 | -0.011204 | 0.088772 | 0.088622 | 0.088772 | 0.99288 | -0.016269 | 0.99481 | -0.030316 | 40.351
141 | 0.22961 | 0.11038 | -0.22961 | -0.11121 | 2.5843e-06 | -0.00082849 | 0.0074072 | 0.0074177 | 0.0074177 | 0.99288 | -0.016269 | 0.99287 | -0.016172 | 3.3717
142 | 0.81253 | 0.39345 | -0.81253 | -0.39353 | 2.799e-06 | -7.1356e-05 | 0.026197 | 0.026198 | 0.026198 | 0.99481 | -0.030316 | 0.99481 | -0.030286 | 11.9081
143 | 0.070841 | 0.027384 | -0.070839 | -0.033046 | 1.5978e-06 | -0.0056619 | 0.0022039 | 0.0022683 | 0.0022683 | 0.99481 | -0.030316 | 0.99479 | -0.030174 | 1.0311
144 | 0.82237 | 0.37833 | -0.82195 | -0.38907 | 0.00042585 | -0.010737 | 0.026268 | 0.026401 | 0.026401 | 0.99481 | -0.030316 | 0.99433 | -0.026171 | 12.0005
145 | -4.5049 | -2.0206 | 4.5072 | 2.0144 | 0.0023169 | -0.0062602 | 0.14327 | 0.14318 | 0.14327 | 0.99481 | -0.030316 | 0.99538 | -0.02347 | 39.5774
146 | 1.0621 | 0.513 | -1.062 | -0.51435 | 9.1288e-05 | -0.0013545 | 0.034207 | 0.034225 | 0.034225 | 0.99538 | -0.02347 | 0.9953 | -0.022723 | 15.5567
147 | 0.070839 | 0.033046 | -0.070839 | -0.034309 | 3.6961e-07 | -0.0012626 | 0.0022683 | 0.0022841 | 0.0022841 | 0.99479 | -0.030174 | 0.99479 | -0.03013 | 1.0382
148 | 0.25687 | 0.12191 | -0.25686 | -0.12292 | 3.9292e-06 | -0.0010169 | 0.0082546 | 0.0082673 | 0.0082673 | 0.99433 | -0.026171 | 0.99432 | -0.026043 | 3.7579
149 | 0.56508 | 0.26716 | -0.56501 | -0.27084 | 6.9042e-05 | -0.0036771 | 0.018147 | 0.018193 | 0.018193 | 0.99433 | -0.026171 | 0.99422 | -0.025147 | 8.2694
150 | 0.39861 | 0.19189 | -0.3986 | -0.19305 | 1.0873e-05 | -0.0011604 | 0.012845 | 0.01286 | 0.01286 | 0.99422 | -0.025147 | 0.99419 | -0.024911 | 5.8454
151 | 0.1664 | 0.078948 | -0.1664 | -0.079255 | 4.9853e-07 | -0.00030782 | 0.0053476 | 0.0053515 | 0.0053515 | 0.99422 | -0.025147 | 0.99422 | -0.025122 | 2.4325
152 | 0.1664 | 0.079255 | -0.1664 | -0.080589 | 2.168e-06 | -0.0013335 | 0.0053515 | 0.0053682 | 0.0053682 | 0.99422 | -0.025122 | 0.9942 | -0.025011 | 2.4401
153 | 0.069435 | 0.032149 | -0.069434 | -0.032978 | 2.323e-07 | -0.00082851 | 0.0022215 | 0.0022317 | 0.0022317 | 0.99432 | -0.026043 | 0.99431 | -0.026016 | 1.0144
154 | 0.70007 | 0.32766 | -0.69979 | -0.33699 | 0.00027545 | -0.0093297 | 0.022563 | 0.022681 | 0.022681 | 0.98893 | 0.012785 | 0.98857 | 0.016063 | 10.3094
155 | 0.069434 | 0.032978 | -0.069434 | -0.033628 | 1.8392e-07 | -0.00065057 | 0.0022317 | 0.0022398 | 0.0022398 | 0.99431 | -0.026016 | 0.99431 | -0.025993 | 1.0181
156 | -0.21956 | -0.10634 | 0.21956 | 0.1062 | 3.9728e-07 | -0.00013667 | 0.0071248 | 0.007123 | 0.0071248 | 0.98842 | 0.015103 | 0.98842 | 0.015087 | 3.2385
157 | -0.21956 | -0.1062 | 0.21959 | 0.1058 | 3.2119e-05 | -0.00039464 | 0.007123 | 0.0071178 | 0.007123 | 0.98842 | 0.015087 | 0.98857 | 0.016063 | 3.3919
158 | 0.4802 | 0.23118 | -0.48019 | -0.23241 | 1.708e-05 | -0.0012262 | 0.015563 | 0.015579 | 0.015579 | 0.98857 | 0.016063 | 0.98854 | 0.016371 | 7.0812
159 | 0.10428 | 0.05035 | -0.10428 | -0.050503 | 2.7028e-06 | -0.00015298 | 0.0033816 | 0.0033835 | 0.0033835 | 0.98854 | 0.016371 | 0.98851 | 0.016199 | 1.6112
160 | 0.32917 | 0.15759 | -0.32916 | -0.15877 | 7.5594e-06 | -0.0011871 | 0.010594 | 0.010609 | 0.010609 | 0.99439 | -0.0064844 | 0.99437 | -0.0062878 | 4.8225
161 | 0.094517 | 0.045137 | -0.094516 | -0.045776 | 3.351e-07 | -0.00063918 | 0.0030407 | 0.0030487 | 0.0030487 | 0.99439 | -0.0064844 | 0.99439 | -0.006454 | 1.3858
162 | 0.32916 | 0.15877 | -0.32916 | -0.15942 | 4.1183e-06 | -0.00064528 | 0.010609 | 0.010618 | 0.010618 | 0.99437 | -0.0062878 | 0.99436 | -0.0061793 | 4.8262

## res_trafo
| p_hv_mw | q_hv_mvar | p_lv_mw | q_lv_mvar | pl_mw | ql_mvar | i_hv_ka | i_lv_ka | vm_hv_pu | va_hv_degree | vm_lv_pu | va_lv_degree | loading_percent
0 | 2.6518e-14 | 1.7507e-14 | 0.013999 | 0.0105 | 0.013999 | 0.0105 | 1.6678e-16 | 0.00050517 | 0.99997 | 149.9981 | 1 | 0 | 0.069998

## res_ext_grid
| p_mw | q_mvar
0 | 21.8602 | 9.861

## res_load
| p_mw | q_mvar
0 | 0.067748 | 0.032812
1 | 0.51265 | 0.24829
2 | 0.23686 | 0.11472
3 | 0.14939 | 0.072354
4 | 0.30305 | 0.14677
5 | 0.12243 | 0.059295
6 | 0.24907 | 0.12063
7 | 0.10471 | 0.050714
8 | 0.29653 | 0.14362
9 | 0.39318 | 0.19043
10 | 0.088554 | 0.042889
11 | 0.31445 | 0.15229
12 | 0.35509 | 0.17198
13 | 0.4006 | 0.19402
14 | 0.29337 | 0.14209
15 | 0.4051 | 0.1962
16 | 0.31941 | 0.1547
17 | 0.14614 | 0.070777
18 | 0.14926 | 0.072292
19 | 0.23153 | 0.11214
20 | 0.20925 | 0.10134
21 | 0.088714 | 0.042966
22 | 0.47537 | 0.23023
23 | 0.35686 | 0.17284
24 | 0.14074 | 0.068165
25 | 0.082487 | 0.03995
26 | 1.305 | 0.63202
27 | 0.077077 | 0.03733
28 | 0.075757 | 0.036691
29 | 0.36087 | 0.17478
30 | 0.39607 | 0.19183
31 | 0.2034 | 0.098512
32 | 0.30439 | 0.14742
33 | 0.10193 | 0.049369
34 | 0.20831 | 0.10089
35 | 0.16026 | 0.077619
36 | 0.26583 | 0.12874
37 | 0.099135 | 0.048013
38 | 0.3346 | 0.16205
39 | 0.24985 | 0.12101
40 | 0.34145 | 0.16537
41 | 0.29061 | 0.14075
42 | 0.14994 | 0.07262
43 | 0.27598 | 0.13366
44 | 0.37624 | 0.18222
45 | 0.19747 | 0.095639
46 | 0.090909 | 0.044029
47 | 0.15932 | 0.077161
48 | 0.21999 | 0.10654
49 | 0.092785 | 0.044938
50 | 0.074364 | 0.036016
51 | 0.40429 | 0.19581
52 | 0.1087 | 0.052646
53 | 0.33752 | 0.16347
54 | 0.10636 | 0.051511
55 | 0.71702 | 0.34727
56 | 0.2759 | 0.13363
57 | 0.090245 | 0.043708
58 | 0.14761 | 0.071492
59 | 0.30507 | 0.14775
60 | 0.34271 | 0.16598
61 | 0.16349 | 0.07918
62 | 0.19842 | 0.096098
63 | 0.167 | 0.080882
64 | 0.31053 | 0.1504
65 | 0.22961 | 0.11121
66 | 0.33017 | 0.15991
67 | 0.34088 | 0.1651
68 | 1.062 | 0.51435
69 | 0.81253 | 0.39353
70 | 0.070839 | 0.034309
71 | 0.3986 | 0.19305
72 | 0.18743 | 0.090776
73 | 0.1664 | 0.080589
74 | 0.21956 | 0.10634
75 | 0.37591 | 0.18206
76 | 0.10428 | 0.050503
77 | 0.3309 | 0.16026
78 | 0.094516 | 0.045776
79 | 0.32916 | 0.15942
80 | 0.069434 | 0.033628

## dtypes
| element | column | dtype
0 | bus | name | object
1 | bus | vn_kv | float64
2 | bus | type | object
3 | bus | zone | object
4 | bus | in_service | bool
5 | load | name | object
6 | load | bus | uint32
7 | load | p_mw | float64
8 | load | q_mvar | float64
9 | load | const_z_percent | float64
10 | load | const_i_percent | float64
11 | load | sn_mva | float64
12 | load | scaling | float64
13 | load | in_service | bool
14 | load | type | object
15 | ext_grid | name | object
16 | ext_grid | bus | uint32
17 | ext_grid | vm_pu | float64
18 | ext_grid | va_degree | float64
19 | ext_grid | slack_weight | float64
20 | ext_grid | in_service | bool
21 | line | name | object
22 | line | std_type | object
23 | line | from_bus | uint32
24 | line | to_bus | uint32
25 | line | length_km | float64
26 | line | r_ohm_per_km | float64
27 | line | x_ohm_per_km | float64
28 | line | c_nf_per_km | float64
29 | line | g_us_per_km | float64
30 | line | max_i_ka | float64
31 | line | df | float64
32 | line | parallel | uint32
33 | line | type | object
34 | line | in_service | bool
35 | trafo | name | object
36 | trafo | std_type | object
37 | trafo | hv_bus | uint32
38 | trafo | lv_bus | uint32
39 | trafo | sn_mva | float64
40 | trafo | vn_hv_kv | float64
41 | trafo | vn_lv_kv | float64
42 | trafo | vk_percent | float64
43 | trafo | vkr_percent | float64
44 | trafo | pfe_kw | float64
45 | trafo | i0_percent | float64
46 | trafo | shift_degree | float64
47 | trafo | tap_side | object
48 | trafo | tap_neutral | int32
49 | trafo | tap_min | int32
50 | trafo | tap_max | int32
51 | trafo | tap_step_percent | float64
52 | trafo | tap_step_degree | float64
53 | trafo | tap_pos | int32
54 | trafo | tap_phase_shifter | bool
55 | trafo | parallel | uint32
56 | trafo | df | float64
57 | trafo | in_service | bool
58 | bus_geodata | x | float64
59 | bus_geodata | y | float64
60 | bus_geodata | coords | object
61 | res_bus | vm_pu | float64
62 | res_bus | va_degree | float64
63 | res_bus | p_mw | float64
64 | res_bus | q_mvar | float64
65 | res_line | p_from_mw | float64
66 | res_line | q_from_mvar | float64
67 | res_line | p_to_mw | float64
68 | res_line | q_to_mvar | float64
69 | res_line | pl_mw | float64
70 | res_line | ql_mvar | float64
71 | res_line | i_from_ka | float64
72 | res_line | i_to_ka | float64
73 | res_line | i_ka | float64
74 | res_line | vm_from_pu | float64
75 | res_line | va_from_degree | float64
76 | res_line | vm_to_pu | float64
77 | res_line | va_to_degree | float64
78 | res_line | loading_percent | float64
79 | res_trafo | p_hv_mw | float64
80 | res_trafo | q_hv_mvar | float64
81 | res_trafo | p_lv_mw | float64
82 | res_trafo | q_lv_mvar | float64
83 | res_trafo | pl_mw | float64
84 | res_trafo | ql_mvar | float64
85 | res_trafo | i_hv_ka | float64
86 | res_trafo | i_lv_ka | float64
87 | res_trafo | vm_hv_pu | float64
88 | res_trafo | va_hv_degree | float64
89 | res_trafo | vm_lv_pu | float64
90 | res_trafo | va_lv_degree | float64
91 | res_trafo | loading_percent | float64
92 | res_ext_grid | p_mw | float64
93 | res_ext_grid | q_mvar | float64
94 | res_load | p_mw | float64
95 | res_load | q_mvar | float64

## parameters
| version | format_version | converged | OPF_converged | name | f_hz | sn_mva
0 | 2.14.6 | 2.14.0 | TRUE | FALSE |  | 50 | 1