## bus
| name | vn_kv | type | zone | in_service
0 | bus_MV_487_0_node_0 | 20 | n |  | TRUE
1 | bus_MV_487_0_node_1 | 20 | n |  | TRUE
2 | bus_MV_487_0_node_2 | 20 | n |  | TRUE
3 | bus_MV_487_0_node_3 | 20 | n |  | TRUE
4 | bus_MV_487_0_node_4 | 20 | n |  | TRUE
5 | bus_MV_487_0_node_179 | 20 | n |  | TRUE
6 | bus_MV_487_0_node_178 | 20 | n |  | TRUE
7 | bus_MV_487_0_node_244 | 20 | n |  | TRUE
8 | bus_MV_487_0_node_10 | 20 | n |  | TRUE
9 | bus_MV_487_0_node_5 | 20 | n |  | TRUE
10 | bus_MV_487_0_node_9 | 20 | n |  | TRUE
11 | bus_MV_487_0_node_7 | 20 | n |  | TRUE
12 | bus_MV_487_0_node_8 | 20 | n |  | TRUE
13 | bus_MV_487_0_node_23 | 20 | n |  | TRUE
14 | bus_MV_487_0_node_240 | 20 | n |  | TRUE
15 | bus_MV_487_0_node_22 | 20 | n |  | TRUE
16 | bus_MV_487_0_node_26 | 20 | n |  | TRUE
17 | bus_MV_487_0_node_25 | 20 | n |  | TRUE
18 | bus_MV_487_0_node_21 | 20 | n |  | TRUE
19 | bus_MV_487_0_node_11 | 20 | n |  | TRUE
20 | bus_MV_487_0_node_12 | 20 | n |  | TRUE
21 | bus_MV_487_0_node_13 | 20 | n |  | TRUE
22 | bus_MV_487_0_node_207 | 20 | n |  | TRUE
23 | bus_MV_487_0_node_96 | 20 | n |  | TRUE
24 | bus_MV_487_0_node_191 | 20 | n |  | TRUE
25 | bus_MV_487_0_node_175 | 20 | n |  | TRUE
26 | bus_MV_487_0_node_180 | 20 | n |  | TRUE
27 | bus_MV_487_0_node_176 | 20 | n |  | TRUE
28 | bus_MV_487_0_node_247 | 20 | n |  | TRUE
29 | bus_MV_487_0_node_177 | 20 | n |  | TRUE
30 | bus_MV_487_0_node_15 | 20 | n |  | TRUE
31 | bus_MV_487_0_node_16 | 20 | n |  | TRUE
32 | bus_MV_487_0_node_17 | 20 | n |  | TRUE
33 | bus_MV_487_0_node_18 | 20 | n |  | TRUE
34 | bus_MV_487_0_node_19 | 20 | n |  | TRUE
35 | bus_MV_487_0_node_186 | 20 | n |  | TRUE
36 | bus_MV_487_0_node_185 | 20 | n |  | TRUE
37 | bus_MV_487_0_node_183 | 20 | n |  | TRUE
38 | bus_MV_487_0_node_187 | 20 | n |  | TRUE
39 | bus_MV_487_0_node_184 | 20 | n |  | TRUE
40 | bus_MV_487_0_node_20 | 20 | n |  | TRUE
41 | bus_MV_487_0_node_32 | 20 | n |  | TRUE
42 | bus_MV_487_0_node_33 | 20 | n |  | TRUE
43 | bus_MV_487_0_node_199 | 20 | n |  | TRUE
44 | bus_MV_487_0_node_24 | 20 | n |  | TRUE
45 | bus_MV_487_0_node_27 | 20 | n |  | TRUE
46 | bus_MV_487_0_node_29 | 20 | n |  | TRUE
47 | bus_MV_487_0_node_30 | 20 | n |  | TRUE
48 | bus_MV_487_0_node_34 | 20 | n |  | TRUE
49 | bus_MV_487_0_node_35 | 20 | n |  | TRUE
50 | bus_MV_487_0_node_28 | 20 | n |  | TRUE
51 | bus_MV_487_0_node_31 | 20 | n |  | TRUE
52 | bus_MV_487_0_node_51 | 20 | n |  | TRUE
53 | bus_MV_487_0_node_48 | 20 | n |  | TRUE
54 | bus_MV_487_0_node_37 | 20 | n |  | TRUE
55 | bus_MV_487_0_node_40 | 20 | n |  | TRUE
56 | bus_MV_487_0_node_36 | 20 | n |  | TRUE
57 | bus_MV_487_0_node_69 | 20 | n |  | TRUE
58 | bus_MV_487_0_node_68 | 20 | n |  | TRUE
59 | bus_MV_487_0_node_55 | 20 | n |  | TRUE
60 | bus_MV_487_0_node_49 | 20 | n |  | TRUE
61 | bus_MV_487_0_node_198 | 20 | n |  | TRUE
62 | bus_MV_487_0_node_38 | 20 | n |  | TRUE
63 | bus_MV_487_0_node_41 | 20 | n |  | TRUE
64 | bus_MV_487_0_node_67 | 20 | n |  | TRUE
65 | bus_MV_487_0_node_39 | 20 | n |  | TRUE
66 | bus_MV_487_0_node_56 | 20 | n |  | TRUE
67 | bus_MV_487_0_node_64 | 20 | n |  | TRUE
68 | bus_MV_487_0_node_42 | 20 | n |  | TRUE
69 | bus_MV_487_0_node_70 | 20 | n |  | TRUE
70 | bus_MV_487_0_node_71 | 20 | n |  | TRUE
71 | bus_MV_487_0_node_65 | 20 | n |  | TRUE
72 | bus_MV_487_0_node_43 | 20 | n |  | TRUE
73 | bus_MV_487_0_node_44 | 20 | n |  | TRUE
74 | bus_MV_487_0_node_45 | 20 | n |  | TRUE
75 | bus_MV_487_0_node_46 | 20 | n |  | TRUE
76 | bus_MV_487_0_node_47 | 20 | n |  | TRUE
77 | bus_MV_487_0_node_63 | 20 | n |  | TRUE
78 | bus_MV_487_0_node_57 | 20 | n |  | TRUE
79 | bus_MV_487_0_node_50 | 20 | n |  | TRUE
80 | bus_MV_487_0_node_52 | 20 | n |  | TRUE
81 | bus_MV_487_0_node_53 | 20 | n |  | TRUE
82 | bus_MV_487_0_node_54 | 20 | n |  | TRUE
83 | bus_MV_487_0_node_245 | 20 | n |  | TRUE
84 | bus_MV_487_0_node_106 | 20 | n |  | TRUE
85 | bus_MV_487_0_node_58 | 20 | n |  | TRUE
86 | bus_MV_487_0_node_59 | 20 | n |  | TRUE
87 | bus_MV_487_0_node_60 | 20 | n |  | TRUE
88 | bus_MV_487_0_node_66 | 20 | n |  | TRUE
89 | bus_MV_487_0_node_61 | 20 | n |  | TRUE
90 | bus_MV_487_0_node_74 | 20 | n |  | TRUE
91 | bus_MV_487_0_node_62 | 20 | n |  | TRUE
92 | bus_MV_487_0_node_193 | 20 | n |  | TRUE
93 | bus_MV_487_0_node_203 | 20 | n |  | TRUE
94 | bus_MV_487_0_node_197 | 20 | n |  | TRUE
95 | bus_MV_487_0_node_73 | 20 | n |  | TRUE
96 | bus_MV_487_0_node_101 | 20 | n |  | TRUE
97 | bus_MV_487_0_node_104 | 20 | n |  | TRUE
98 | bus_MV_487_0_node_243 | 20 | n |  | TRUE
99 | bus_MV_487_0_node_100 | 20 | n |  | TRUE
100 | bus_MV_487_0_node_195 | 20 | n |  | TRUE
101 | bus_MV_487_0_node_194 | 20 | n |  | TRUE
102 | bus_MV_487_0_node_200 | 20 | n |  | TRUE
103 | bus_MV_487_0_node_202 | 20 | n |  | TRUE
104 | bus_MV_487_0_node_72 | 20 | n |  | TRUE
105 | bus_MV_487_0_node_75 | 20 | n |  | TRUE
106 | bus_MV_487_0_node_77 | 20 | n |  | TRUE
107 | bus_MV_487_0_node_76 | 20 | n |  | TRUE
108 | bus_MV_487_0_node_82 | 20 | n |  | TRUE
109 | bus_MV_487_0_node_99 | 20 | n |  | TRUE
110 | bus_MV_487_0_node_78 | 20 | n |  | TRUE
111 | bus_MV_487_0_node_87 | 20 | n |  | TRUE
112 | bus_MV_487_0_node_90 | 20 | n |  | TRUE
113 | bus_MV_487_0_node_79 | 20 | n |  | TRUE
114 | bus_MV_487_0_node_92 | 20 | n |  | TRUE
115 | bus_MV_487_0_node_238 | 20 | n |  | TRUE
116 | bus_MV_487_0_node_239 | 20 | n |  | TRUE
117 | bus_MV_487_0_node_246 | 20 | n |  | TRUE
118 | bus_MV_487_0_node_80 | 20 | n |  | TRUE
119 | bus_MV_487_0_node_81 | 20 | n |  | TRUE
120 | bus_MV_487_0_node_98 | 20 | n |  | TRUE
121 | bus_MV_487_0_node_97 | 20 | n |  | TRUE
122 | bus_MV_487_0_node_211 | 20 | n |  | TRUE
123 | bus_MV_487_0_node_212 | 20 | n |  | TRUE
124 | bus_MV_487_0_node_83 | 20 | n |  | TRUE
125 | bus_MV_487_0_node_84 | 20 | n |  | TRUE
126 | bus_MV_487_0_node_85 | 20 | n |  | TRUE
127 | bus_MV_487_0_node_86 | 20 | n |  | TRUE
128 | bus_MV_487_0_node_215 | 20 | n |  | TRUE
129 | bus_MV_487_0_node_88 | 20 | n |  | TRUE
130 | bus_MV_487_0_node_91 | 20 | n |  | TRUE
131 | bus_MV_487_0_node_125 | 20 | n |  | TRUE
132 | bus_MV_487_0_node_127 | 20 | n |  | TRUE
133 | bus_MV_487_0_node_126 | 20 | n |  | TRUE
134 | bus_MV_487_0_node_124 | 20 | n |  | TRUE
135 | bus_MV_487_0_node_93 | 20 | n |  | TRUE
136 | bus_MV_487_0_node_94 | 20 | n |  | TRUE
137 | bus_MV_487_0_node_95 | 20 | n |  | TRUE
138 | bus_MV_487_0_node_123 | 20 | n |  | TRUE
139 | bus_MV_487_0_node_121 | 20 | n |  | TRUE
140 | bus_MV_487_0_node_105 | 20 | n |  | TRUE
141 | bus_MV_487_0_node_108 | 20 | n |  | TRUE
142 | bus_MV_487_0_node_115 | 20 | n |  | TRUE
143 | bus_MV_487_0_node_116 | 20 | n |  | TRUE
144 | bus_MV_487_0_node_118 | 20 | n |  | TRUE
145 | bus_MV_487_0_node_138 | 20 | n |  | TRUE
146 | bus_MV_487_0_node_139 | 20 | n |  | TRUE
147 | bus_MV_487_0_node_112 | 20 | n |  | TRUE
148 | bus_MV_487_0_node_206 | 20 | n |  | TRUE
149 | bus_MV_487_0_node_114 | 20 | n |  | TRUE
150 | bus_MV_487_0_node_205 | 20 | n |  | TRUE
151 | bus_MV_487_0_node_113 | 20 | n |  | TRUE
152 | bus_MV_487_0_node_117 | 20 | n |  | TRUE
153 | bus_MV_487_0_node_122 | 20 | n |  | TRUE
154 | bus_MV_487_0_node_137 | 20 | n |  | TRUE
155 | bus_MV_487_0_node_119 | 20 | n |  | TRUE
156 | bus_MV_487_0_node_120 | 20 | n |  | TRUE
157 | bus_MV_487_0_node_210 | 20 | n |  | TRUE
158 | bus_MV_487_0_node_213 | 20 | n |  | TRUE
159 | bus_MV_487_0_node_209 | 20 | n |  | TRUE
160 | bus_MV_487_0_node_214 | 20 | n |  | TRUE
161 | bus_MV_487_0_node_234 | 20 | n |  | TRUE
162 | bus_MV_487_0_node_159 | 20 | n |  | TRUE
163 | bus_MV_487_0_node_160 | 20 | n |  | TRUE
164 | bus_MV_487_0_node_161 | 20 | n |  | TRUE
165 | bus_MV_487_0_node_163 | 20 | n |  | TRUE
166 | bus_MV_487_0_node_164 | 20 | n |  | TRUE
167 | bus_MV_487_0_node_190 | 20 | n |  | TRUE
168 | bus_MV_487_0_node_189 | 20 | n |  | TRUE
169 | bus_MV_487_0_node_182 | 20 | n |  | TRUE
170 | bus_MV_487_0_node_181 | 20 | n |  | TRUE
171 | bus_MV_487_0_node_188 | 20 | n |  | TRUE
172 | bus_MV_487_0_node_192 | 20 | n |  | TRUE
173 | bus_MV_487_0_node_204 | 20 | n |  | TRUE
174 | bus_MV_487_0_node_208 | 20 | n |  | TRUE
175 | bus_HV_487_0_node_93 | 110 | n |  | TRUE

## load
| name | bus | p_mw | q_mvar | const_z_percent | const_i_percent | sn_mva | scaling | in_service | type
0 | MV_487_0_load_0 | 0 | 0.13738 | 0.066534 | 0 | 0 |  | 1 | TRUE | wye
1 | MV_487_0_load_3 | 3 | 0.076505 | 0.037053 | 0 | 0 |  | 1 | TRUE | wye
2 | MV_487_0_load_179 | 5 | 0.078148 | 0.037849 | 0 | 0 |  | 1 | TRUE | wye
3 | MV_487_0_load_178 | 6 | 0.18831 | 0.091205 | 0 | 0 |  | 1 | TRUE | wye
4 | MV_487_0_load_244 | 7 | 0.15536 | 0.075246 | 0 | 0 |  | 1 | TRUE | wye
5 | MV_487_0_load_5 | 9 | 0.11912 | 0.057692 | 0 | 0 |  | 1 | TRUE | wye
6 | MV_487_0_load_7 | 11 | 0.14037 | 0.067986 | 0 | 0 |  | 1 | TRUE | wye
7 | MV_487_0_load_240 | 14 | 0.093159 | 0.045119 | 0 | 0 |  | 1 | TRUE | wye
8 | MV_487_0_load_21 | 18 | 0.15704 | 0.076057 | 0 | 0 |  | 1 | TRUE | wye
9 | MV_487_0_load_11 | 19 | 0.1452 | 0.070324 | 0 | 0 |  | 1 | TRUE | wye
10 | MV_487_0_load_12 | 20 | 0.075657 | 0.036642 | 0 | 0 |  | 1 | TRUE | wye
11 | MV_487_0_load_13 | 21 | 0.11907 | 0.057667 | 0 | 0 |  | 1 | TRUE | wye
12 | MV_487_0_load_207 | 22 | 0.10122 | 0.049024 | 0 | 0 |  | 1 | TRUE | wye
13 | MV_487_0_load_191 | 24 | 0.067742 | 0.032809 | 0 | 0 |  | 1 | TRUE | wye
14 | MV_487_0_load_247 | 28 | 0.073151 | 0.035429 | 0 | 0 |  | 1 | TRUE | wye
15 | MV_487_0_load_15 | 30 | 0.14485 | 0.070156 | 0 | 0 |  | 1 | TRUE | wye
16 | MV_487_0_load_17 | 32 | 0.24772 | 0.11998 | 0 | 0 |  | 1 | TRUE | wye
17 | MV_487_0_load_186 | 35 | 0.26456 | 0.12813 | 0 | 0 |  | 1 | TRUE | wye
18 | MV_487_0_load_185 | 36 | 0.093804 | 0.045432 | 0 | 0 |  | 1 | TRUE | wye
19 | MV_487_0_load_183 | 37 | 0.5312 | 0.25727 | 0 | 0 |  | 1 | TRUE | wye
20 | MV_487_0_load_184 | 39 | 0.083607 | 0.040493 | 0 | 0 |  | 1 | TRUE | wye
21 | MV_487_0_load_20 | 40 | 0.059355 | 0.028747 | 0 | 0 |  | 1 | TRUE | wye
22 | MV_487_0_load_199 | 43 | 0.1445 | 0.069983 | 0 | 0 |  | 1 | TRUE | wye
23 | MV_487_0_load_24 | 44 | 0.15122 | 0.073239 | 0 | 0 |  | 1 | TRUE | wye
24 | MV_487_0_load_27 | 45 | 0.12607 | 0.061059 | 0 | 0 |  | 1 | TRUE | wye
25 | MV_487_0_load_34 | 48 | 0.070651 | 0.034218 | 0 | 0 |  | 1 | TRUE | wye
26 | MV_487_0_load_48 | 53 | 0.093182 | 0.04513 | 0 | 0 |  | 1 | TRUE | wye
27 | MV_487_0_load_37 | 54 | 0.088342 | 0.042786 | 0 | 0 |  | 1 | TRUE | wye
28 | MV_487_0_load_69 | 57 | 0.15703 | 0.076055 | 0 | 0 |  | 1 | TRUE | wye
29 | MV_487_0_load_68 | 58 | 0.081755 | 0.039596 | 0 | 0 |  | 1 | TRUE | wye
30 | MV_487_0_load_55 | 59 | 0.13421 | 0.065 | 0 | 0 |  | 1 | TRUE | wye
31 | MV_487_0_load_198 | 61 | 0.097072 | 0.047014 | 0 | 0 |  | 1 | TRUE | wye
32 | MV_487_0_load_56 | 66 | 0.12041 | 0.058317 | 0 | 0 |  | 1 | TRUE | wye
33 | MV_487_0_load_70 | 69 | 0.13248 | 0.064164 | 0 | 0 |  | 1 | TRUE | wye
34 | MV_487_0_load_71 | 70 | 0.15547 | 0.075295 | 0 | 0 |  | 1 | TRUE | wye
35 | MV_487_0_load_43 | 72 | 0.081503 | 0.039474 | 0 | 0 |  | 1 | TRUE | wye
36 | MV_487_0_load_63 | 77 | 0.15525 | 0.075193 | 0 | 0 |  | 1 | TRUE | wye
37 | MV_487_0_load_57 | 78 | 0.11753 | 0.056921 | 0 | 0 |  | 1 | TRUE | wye
38 | MV_487_0_load_52 | 80 | 0.14604 | 0.070729 | 0 | 0 |  | 1 | TRUE | wye
39 | MV_487_0_load_245 | 83 | 0.11898 | 0.057625 | 0 | 0 |  | 1 | TRUE | wye
40 | MV_487_0_load_58 | 85 | 0.14172 | 0.068636 | 0 | 0 |  | 1 | TRUE | wye
41 | MV_487_0_load_66 | 88 | 0.14386 | 0.069673 | 0 | 0 |  | 1 | TRUE | wye
42 | MV_487_0_load_74 | 90 | 0.072392 | 0.035061 | 0 | 0 |  | 1 | TRUE | wye
43 | MV_487_0_load_193 | 92 | 0.077584 | 0.037576 | 0 | 0 |  | 1 | TRUE | wye
44 | MV_487_0_load_203 | 93 | 0.125 | 0.060541 | 0 | 0 |  | 1 | TRUE | wye
45 | MV_487_0_load_197 | 94 | 0.1091 | 0.05284 | 0 | 0 |  | 1 | TRUE | wye
46 | MV_487_0_load_101 | 96 | 0.10772 | 0.05217 | 0 | 0 |  | 1 | TRUE | wye
47 | MV_487_0_load_243 | 98 | 0.081337 | 0.039393 | 0 | 0 |  | 1 | TRUE | wye
48 | MV_487_0_load_195 | 100 | 0.074645 | 0.036152 | 0 | 0 |  | 1 | TRUE | wye
49 | MV_487_0_load_194 | 101 | 0.16181 | 0.078366 | 0 | 0 |  | 1 | TRUE | wye
50 | MV_487_0_load_200 | 102 | 0.12212 | 0.059143 | 0 | 0 |  | 1 | TRUE | wye
51 | MV_487_0_load_72 | 104 | 0.1401 | 0.067854 | 0 | 0 |  | 1 | TRUE | wye
52 | MV_487_0_load_75 | 105 | 0.15914 | 0.077075 | 0 | 0 |  | 1 | TRUE | wye
53 | MV_487_0_load_87 | 111 | 0.07835 | 0.037947 | 0 | 0 |  | 1 | TRUE | wye
54 | MV_487_0_load_238 | 115 | 0.10083 | 0.048836 | 0 | 0 |  | 1 | TRUE | wye
55 | MV_487_0_load_239 | 116 | 0.13362 | 0.064714 | 0 | 0 |  | 1 | TRUE | wye
56 | MV_487_0_load_246 | 117 | 0.077137 | 0.037359 | 0 | 0 |  | 1 | TRUE | wye
57 | MV_487_0_load_98 | 120 | 0.12562 | 0.060843 | 0 | 0 |  | 1 | TRUE | wye
58 | MV_487_0_load_97 | 121 | 0.11906 | 0.057663 | 0 | 0 |  | 1 | TRUE | wye
59 | MV_487_0_load_211 | 122 | 0.10591 | 0.051294 | 0 | 0 |  | 1 | TRUE | wye
60 | MV_487_0_load_212 | 123 | 0.13307 | 0.06445 | 0 | 0 |  | 1 | TRUE | wye
61 | MV_487_0_load_83 | 124 | 0.095964 | 0.046477 | 0 | 0 |  | 1 | TRUE | wye
62 | MV_487_0_load_215 | 128 | 0.073755 | 0.035721 | 0 | 0 |  | 1 | TRUE | wye
63 | MV_487_0_load_125 | 131 | 0.18483 | 0.08952 | 0 | 0 |  | 1 | TRUE | wye
64 | MV_487_0_load_127 | 132 | 0.15997 | 0.077475 | 0 | 0 |  | 1 | TRUE | wye
65 | MV_487_0_load_126 | 133 | 0.14128 | 0.068426 | 0 | 0 |  | 1 | TRUE | wye
66 | MV_487_0_load_124 | 134 | 0.16152 | 0.078228 | 0 | 0 |  | 1 | TRUE | wye
67 | MV_487_0_load_93 | 135 | 0.12805 | 0.062017 | 0 | 0 |  | 1 | TRUE | wye
68 | MV_487_0_load_123 | 138 | 0.11792 | 0.057112 | 0 | 0 |  | 1 | TRUE | wye
69 | MV_487_0_load_121 | 139 | 0.15607 | 0.07559 | 0 | 0 |  | 1 | TRUE | wye
70 | MV_487_0_load_105 | 140 | 0.14686 | 0.071126 | 0 | 0 |  | 1 | TRUE | wye
71 | MV_487_0_load_108 | 141 | 0.12048 | 0.05835 | 0 | 0 |  | 1 | TRUE | wye
72 | MV_487_0_load_118 | 144 | 0.081261 | 0.039356 | 0 | 0 |  | 1 | TRUE | wye
73 | MV_487_0_load_139 | 146 | 0.16262 | 0.078762 | 0 | 0 |  | 1 | TRUE | wye
74 | MV_487_0_load_112 | 147 | 0.10877 | 0.052681 | 0 | 0 |  | 1 | TRUE | wye
75 | MV_487_0_load_206 | 148 | 0.092001 | 0.044558 | 0 | 0 |  | 1 | TRUE | wye
76 | MV_487_0_load_122 | 153 | 0.085851 | 0.041579 | 0 | 0 |  | 1 | TRUE | wye
77 | MV_487_0_load_137 | 154 | 0.086141 | 0.04172 | 0 | 0 |  | 1 | TRUE | wye
78 | MV_487_0_load_119 | 155 | 0.058862 | 0.028508 | 0 | 0 |  | 1 | TRUE | wye
79 | MV_487_0_load_213 | 158 | 0.12277 | 0.059459 | 0 | 0 |  | 1 | TRUE | wye
80 | MV_487_0_load_234 | 161 | 0.22224 | 0.10764 | 0 | 0 |  | 1 | TRUE | wye
81 | MV_487_0_load_159 | 162 | 0.15126 | 0.073257 | 0 | 0 |  | 1 | TRUE | wye
82 | MV_487_0_load_160 | 163 | 0.072826 | 0.035271 | 0 | 0 |  | 1 | TRUE | wye
83 | MV_487_0_load_164 | 166 | 0.1468 | 0.071097 | 0 | 0 |  | 1 | TRUE | wye
84 | MV_487_0_load_189 | 168 | 0.068271 | 0.033065 | 0 | 0 |  | 1 | TRUE | wye
85 | MV_487_0_load_181 | 170 | 0.68711 | 0.33278 | 0 | 0 |  | 1 | TRUE | wye
86 | MV_487_0_load_192 | 172 | 0.15708 | 0.076079 | 0 | 0 |  | 1 | TRUE | wye
87 | MV_487_0_load_204 | 173 | 0.38765 | 0.18775 | 0 | 0 |  | 1 | TRUE | wye
88 | MV_487_0_load_208 | 174 | 0.087294 | 0.042278 | 0 | 0 |  | 1 | TRUE | wye

## ext_grid
| name | bus | vm_pu | va_degree | slack_weight | in_service
0 |  | 135 | 1 | 0 | 1 | TRUE

## line
| name | std_type | from_bus | to_bus | length_km | r_ohm_per_km | x_ohm_per_km | c_nf_per_km | g_us_per_km | max_i_ka | df | parallel | type | in_service
0 | MV_487_0_line_0 |  | 0 | 1 | 0.009083 | 0.103 | 0.058 | 500 | 0 | 0.638 | 1 | 1 | cs | TRUE
1 | MV_487_0_line_1 |  | 0 | 2 | 0.033822 | 0.103 | 0.058 | 500 | 0 | 0.638 | 1 | 1 | cs | TRUE
2 | MV_487_0_line_2 |  | 1 | 3 | 0.10983 | 0.103 | 0.058 | 500 | 0 | 0.638 | 1 | 1 | cs | TRUE
3 | MV_487_0_line_3 |  | 2 | 4 | 0.5753 | 0.103 | 0.058 | 500 | 0 | 0.638 | 1 | 1 | cs | TRUE
4 | MV_487_0_line_4 |  | 3 | 5 | 1.2721 | 0.119 | 0.32 | 11 | 0 | 0.645 | 1 | 1 | ol | TRUE
5 | MV_487_0_line_5 |  | 4 | 7 | 0.079926 | 0.103 | 0.058 | 500 | 0 | 0.638 | 1 | 1 | cs | TRUE
6 | MV_487_0_line_6 |  | 5 | 6 | 0.0048538 | 0.103 | 0.058 | 500 | 0 | 0.638 | 1 | 1 | cs | TRUE
7 | MV_487_0_line_7 |  | 6 | 33 | 0.10635 | 0.103 | 0.058 | 500 | 0 | 0.638 | 1 | 1 | cs | TRUE
8 | MV_487_0_line_8 |  | 7 | 8 | 0.20546 | 0.103 | 0.058 | 500 | 0 | 0.638 | 1 | 1 | cs | TRUE
9 | MV_487_0_line_9 |  | 8 | 10 | 0.51607 | 0.103 | 0.058 | 500 | 0 | 0.638 | 1 | 1 | cs | TRUE
10 | MV_487_0_line_10 |  | 8 | 9 | 1.5633 | 0.5939 | 0.372 | 9.5 | 0 | 0.21 | 1 | 1 | ol | TRUE
11 | MV_487_0_line_11 |  | 10 | 11 | 0.074657 | 0.103 | 0.058 | 500 | 0 | 0.638 | 1 | 1 | cs | TRUE
12 | MV_487_0_line_12 |  | 11 | 12 | 0.020545 | 0.103 | 0.058 | 500 | 0 | 0.638 | 1 | 1 | cs | TRUE
13 | MV_487_0_line_13 |  | 12 | 13 | 1.2996 | 0.119 | 0.32 | 11 | 0 | 0.645 | 1 | 1 | ol | TRUE
14 | MV_487_0_line_14 |  | 13 | 14 | 0.12327 | 0.103 | 0.058 | 500 | 0 | 0.638 | 1 | 1 | cs | TRUE
15 | MV_487_0_line_15 |  | 13 | 15 | 0.91366 | 0.445 | 0.132 | 190 | 0 | 0.22 | 1 | 1 | cs | TRUE
16 | MV_487_0_line_16 |  | 14 | 16 | 0.15698 | 0.119 | 0.32 | 11 | 0 | 0.645 | 1 | 1 | ol | TRUE
17 | MV_487_0_line_17 |  | 15 | 18 | 0.076843 | 0.445 | 0.132 | 190 | 0 | 0.22 | 1 | 1 | cs | TRUE
18 | MV_487_0_line_18 |  | 16 | 17 | 0.40101 | 0.445 | 0.132 | 190 | 0 | 0.22 | 1 | 1 | cs | TRUE
19 | MV_487_0_line_19 |  | 17 | 44 | 0.008407 | 0.445 | 0.132 | 190 | 0 | 0.22 | 1 | 1 | cs | TRUE
20 | MV_487_0_line_20 |  | 19 | 20 | 0.064967 | 0.5939 | 0.372 | 9.5 | 0 | 0.21 | 1 | 1 | ol | TRUE
21 | MV_487_0_line_21 |  | 20 | 21 | 0.037405 | 0.5939 | 0.372 | 9.5 | 0 | 0.21 | 1 | 1 | ol | TRUE
22 | MV_487_0_line_22 |  | 21 | 25 | 0.00836 | 0.445 | 0.132 | 190 | 0 | 0.22 | 1 | 1 | cs | TRUE
23 | MV_487_0_line_23 |  | 22 | 23 | 0.19966 | 0.061 | 0.056 | 608 | 0 | 0.842 | 1 | 1 | cs | TRUE
24 | MV_487_0_line_24 |  | 22 | 24 | 0.77672 | 0.1188 | 0.172 | 20.6 | 0 | 0.82 | 1 | 1 | ol | TRUE
25 | MV_487_0_line_25 |  | 23 | 138 | 0.48077 | 0.1188 | 0.172 | 20.6 | 0 | 0.82 | 1 | 1 | ol | TRUE
26 | MV_487_0_line_26 |  | 24 | 29 | 0.13054 | 0.306 | 0.35 | 10 | 0 | 0.35 | 1 | 1 | ol | TRUE
27 | MV_487_0_line_27 |  | 24 | 167 | 0.067921 | 0.1188 | 0.172 | 20.6 | 0 | 0.82 | 1 | 1 | ol | TRUE
28 | MV_487_0_line_28 |  | 25 | 26 | 0.56466 | 0.445 | 0.132 | 190 | 0 | 0.22 | 1 | 1 | cs | TRUE
29 | MV_487_0_line_29 |  | 26 | 37 | 0.12488 | 0.445 | 0.132 | 190 | 0 | 0.22 | 1 | 1 | cs | TRUE
30 | MV_487_0_line_30 |  | 26 | 33 | 0.27183 | 0.445 | 0.132 | 190 | 0 | 0.22 | 1 | 1 | cs | TRUE
31 | MV_487_0_line_31 |  | 27 | 28 | 0.011957 | 0.445 | 0.132 | 190 | 0 | 0.22 | 1 | 1 | cs | TRUE
32 | MV_487_0_line_32 |  | 27 | 29 | 0.41223 | 0.161 | 0.117 | 273 | 0 | 0.362 | 1 | 1 | cs | TRUE
33 | MV_487_0_line_33 |  | 30 | 31 | 0.028132 | 0.445 | 0.132 | 190 | 0 | 0.22 | 1 | 1 | cs | TRUE
34 | MV_487_0_line_34 |  | 30 | 32 | 0.064426 | 0.445 | 0.132 | 190 | 0 | 0.22 | 1 | 1 | cs | TRUE
35 | MV_487_0_line_35 |  | 31 | 33 | 0.04517 | 0.103 | 0.058 | 500 | 0 | 0.638 | 1 | 1 | cs | TRUE
36 | MV_487_0_line_36 |  | 31 | 34 | 0.07299 | 0.103 | 0.058 | 500 | 0 | 0.638 | 1 | 1 | cs | TRUE
37 | MV_487_0_line_37 |  | 34 | 35 | 0.029251 | 0.103 | 0.058 | 500 | 0 | 0.638 | 1 | 1 | cs | TRUE
38 | MV_487_0_line_38 |  | 34 | 36 | 0.019698 | 0.445 | 0.132 | 190 | 0 | 0.22 | 1 | 1 | cs | TRUE
39 | MV_487_0_line_39 |  | 35 | 38 | 0.029218 | 0.103 | 0.058 | 500 | 0 | 0.638 | 1 | 1 | cs | TRUE
40 | MV_487_0_line_40 |  | 36 | 39 | 0.0039704 | 0.445 | 0.132 | 190 | 0 | 0.22 | 1 | 1 | cs | TRUE
41 | MV_487_0_line_41 |  | 37 | 169 | 0.16217 | 0.445 | 0.132 | 190 | 0 | 0.22 | 1 | 1 | cs | TRUE
42 | MV_487_0_line_42 |  | 38 | 171 | 0.13815 | 0.103 | 0.058 | 500 | 0 | 0.638 | 1 | 1 | cs | TRUE
43 | MV_487_0_line_43 |  | 40 | 41 | 1.861 | 0.5939 | 0.372 | 9.5 | 0 | 0.21 | 1 | 1 | ol | TRUE
44 | MV_487_0_line_44 |  | 41 | 42 | 0.29441 | 0.103 | 0.058 | 500 | 0 | 0.638 | 1 | 1 | cs | TRUE
45 | MV_487_0_line_45 |  | 41 | 43 | 0.09006 | 0.103 | 0.058 | 500 | 0 | 0.638 | 1 | 1 | cs | TRUE
46 | MV_487_0_line_46 |  | 42 | 54 | 0.05198 | 0.103 | 0.058 | 500 | 0 | 0.638 | 1 | 1 | cs | TRUE
47 | MV_487_0_line_47 |  | 42 | 50 | 0.38318 | 0.103 | 0.058 | 500 | 0 | 0.638 | 1 | 1 | cs | TRUE
48 | MV_487_0_line_48 |  | 43 | 61 | 0.038238 | 0.119 | 0.32 | 11 | 0 | 0.645 | 1 | 1 | ol | TRUE
49 | MV_487_0_line_49 |  | 45 | 46 | 0.050414 | 0.103 | 0.058 | 500 | 0 | 0.638 | 1 | 1 | cs | TRUE
50 | MV_487_0_line_50 |  | 45 | 47 | 0.052236 | 0.103 | 0.058 | 500 | 0 | 0.638 | 1 | 1 | cs | TRUE
51 | MV_487_0_line_51 |  | 46 | 48 | 0.076657 | 0.103 | 0.058 | 500 | 0 | 0.638 | 1 | 1 | cs | TRUE
52 | MV_487_0_line_52 |  | 47 | 49 | 0.37935 | 0.103 | 0.058 | 500 | 0 | 0.638 | 1 | 1 | cs | TRUE
53 | MV_487_0_line_53 |  | 48 | 55 | 0.058196 | 0.103 | 0.058 | 500 | 0 | 0.638 | 1 | 1 | cs | TRUE
54 | MV_487_0_line_54 |  | 49 | 56 | 0.34238 | 0.103 | 0.058 | 500 | 0 | 0.638 | 1 | 1 | cs | TRUE
55 | MV_487_0_line_55 |  | 49 | 57 | 0.058861 | 0.119 | 0.32 | 11 | 0 | 0.645 | 1 | 1 | ol | TRUE
56 | MV_487_0_line_56 |  | 50 | 51 | 0.3218 | 0.103 | 0.058 | 500 | 0 | 0.638 | 1 | 1 | cs | TRUE
57 | MV_487_0_line_57 |  | 51 | 52 | 0.065436 | 0.445 | 0.132 | 190 | 0 | 0.22 | 1 | 1 | cs | TRUE
58 | MV_487_0_line_58 |  | 51 | 53 | 0.079525 | 0.103 | 0.058 | 500 | 0 | 0.638 | 1 | 1 | cs | TRUE
59 | MV_487_0_line_59 |  | 52 | 59 | 0.051629 | 0.445 | 0.132 | 190 | 0 | 0.22 | 1 | 1 | cs | TRUE
60 | MV_487_0_line_60 |  | 53 | 60 | 0.073216 | 0.103 | 0.058 | 500 | 0 | 0.638 | 1 | 1 | cs | TRUE
61 | MV_487_0_line_61 |  | 54 | 62 | 0.021904 | 0.103 | 0.058 | 500 | 0 | 0.638 | 1 | 1 | cs | TRUE
62 | MV_487_0_line_62 |  | 55 | 63 | 0.17451 | 0.103 | 0.058 | 500 | 0 | 0.638 | 1 | 1 | cs | TRUE
63 | MV_487_0_line_63 |  | 56 | 58 | 0.068444 | 0.103 | 0.058 | 500 | 0 | 0.638 | 1 | 1 | cs | TRUE
64 | MV_487_0_line_64 |  | 58 | 64 | 0.004081 | 0.103 | 0.058 | 500 | 0 | 0.638 | 1 | 1 | cs | TRUE
65 | MV_487_0_line_65 |  | 60 | 79 | 0.23993 | 0.103 | 0.058 | 500 | 0 | 0.638 | 1 | 1 | cs | TRUE
66 | MV_487_0_line_66 |  | 62 | 65 | 0.021062 | 0.103 | 0.058 | 500 | 0 | 0.638 | 1 | 1 | cs | TRUE
67 | MV_487_0_line_67 |  | 63 | 68 | 0.25474 | 0.103 | 0.058 | 500 | 0 | 0.638 | 1 | 1 | cs | TRUE
68 | MV_487_0_line_68 |  | 63 | 69 | 0.063444 | 0.103 | 0.058 | 500 | 0 | 0.638 | 1 | 1 | cs | TRUE
69 | MV_487_0_line_69 |  | 64 | 88 | 0.096981 | 0.103 | 0.058 | 500 | 0 | 0.638 | 1 | 1 | cs | TRUE
70 | MV_487_0_line_70 |  | 65 | 66 | 0.076314 | 0.103 | 0.058 | 500 | 0 | 0.638 | 1 | 1 | cs | TRUE
71 | MV_487_0_line_71 |  | 66 | 67 | 0.18395 | 0.119 | 0.32 | 11 | 0 | 0.645 | 1 | 1 | ol | TRUE
72 | MV_487_0_line_72 |  | 67 | 71 | 0.18881 | 0.103 | 0.058 | 500 | 0 | 0.638 | 1 | 1 | cs | TRUE
73 | MV_487_0_line_73 |  | 67 | 77 | 0.038481 | 0.103 | 0.058 | 500 | 0 | 0.638 | 1 | 1 | cs | TRUE
74 | MV_487_0_line_74 |  | 68 | 70 | 0.069387 | 0.119 | 0.32 | 11 | 0 | 0.645 | 1 | 1 | ol | TRUE
75 | MV_487_0_line_75 |  | 69 | 71 | 0.08739 | 0.119 | 0.32 | 11 | 0 | 0.645 | 1 | 1 | ol | TRUE
76 | MV_487_0_line_76 |  | 72 | 73 | 0.027492 | 0.103 | 0.058 | 500 | 0 | 0.638 | 1 | 1 | cs | TRUE
77 | MV_487_0_line_77 |  | 72 | 74 | 0.044671 | 0.103 | 0.058 | 500 | 0 | 0.638 | 1 | 1 | cs | TRUE
78 | MV_487_0_line_78 |  | 73 | 75 | 0.067628 | 0.103 | 0.058 | 500 | 0 | 0.638 | 1 | 1 | cs | TRUE
79 | MV_487_0_line_79 |  | 74 | 76 | 0.007387 | 0.103 | 0.058 | 500 | 0 | 0.638 | 1 | 1 | cs | TRUE
80 | MV_487_0_line_80 |  | 75 | 77 | 0.1849 | 0.119 | 0.32 | 11 | 0 | 0.645 | 1 | 1 | ol | TRUE
81 | MV_487_0_line_81 |  | 76 | 78 | 0.082978 | 0.119 | 0.32 | 11 | 0 | 0.645 | 1 | 1 | ol | TRUE
82 | MV_487_0_line_82 |  | 79 | 80 | 0.051529 | 0.103 | 0.058 | 500 | 0 | 0.638 | 1 | 1 | cs | TRUE
83 | MV_487_0_line_83 |  | 80 | 81 | 0.083114 | 0.103 | 0.058 | 500 | 0 | 0.638 | 1 | 1 | cs | TRUE
84 | MV_487_0_line_84 |  | 81 | 82 | 0.9309 | 0.103 | 0.058 | 500 | 0 | 0.638 | 1 | 1 | cs | TRUE
85 | MV_487_0_line_85 |  | 82 | 83 | 0.16761 | 0.119 | 0.32 | 11 | 0 | 0.645 | 1 | 1 | ol | TRUE
86 | MV_487_0_line_86 |  | 83 | 84 | 1.4194 | 0.119 | 0.32 | 11 | 0 | 0.645 | 1 | 1 | ol | TRUE
87 | MV_487_0_line_87 |  | 84 | 140 | 0.038987 | 0.445 | 0.132 | 190 | 0 | 0.22 | 1 | 1 | cs | TRUE
88 | MV_487_0_line_88 |  | 85 | 86 | 0.094813 | 0.119 | 0.32 | 11 | 0 | 0.645 | 1 | 1 | ol | TRUE
89 | MV_487_0_line_89 |  | 86 | 87 | 0.35672 | 0.103 | 0.058 | 500 | 0 | 0.638 | 1 | 1 | cs | TRUE
90 | MV_487_0_line_90 |  | 86 | 88 | 1.1055 | 0.119 | 0.32 | 11 | 0 | 0.645 | 1 | 1 | ol | TRUE
91 | MV_487_0_line_91 |  | 87 | 89 | 0.20313 | 0.103 | 0.058 | 500 | 0 | 0.638 | 1 | 1 | cs | TRUE
92 | MV_487_0_line_92 |  | 87 | 90 | 0.04374 | 0.445 | 0.132 | 190 | 0 | 0.22 | 1 | 1 | cs | TRUE
93 | MV_487_0_line_93 |  | 89 | 91 | 0.099608 | 0.061 | 0.056 | 608 | 0 | 0.842 | 1 | 1 | cs | TRUE
94 | MV_487_0_line_94 |  | 89 | 92 | 0.093881 | 0.119 | 0.32 | 11 | 0 | 0.645 | 1 | 1 | ol | TRUE
95 | MV_487_0_line_95 |  | 89 | 93 | 0.14214 | 0.1188 | 0.172 | 20.6 | 0 | 0.82 | 1 | 1 | ol | TRUE
96 | MV_487_0_line_96 |  | 90 | 95 | 0.10438 | 0.445 | 0.132 | 190 | 0 | 0.22 | 1 | 1 | cs | TRUE
97 | MV_487_0_line_97 |  | 91 | 94 | 0.044526 | 0.061 | 0.056 | 608 | 0 | 0.842 | 1 | 1 | cs | TRUE
98 | MV_487_0_line_98 |  | 92 | 100 | 0.046962 | 0.119 | 0.32 | 11 | 0 | 0.645 | 1 | 1 | ol | TRUE
99 | MV_487_0_line_99 |  | 93 | 103 | 0.065946 | 0.061 | 0.056 | 608 | 0 | 0.842 | 1 | 1 | cs | TRUE
100 | MV_487_0_line_100 |  | 94 | 97 | 0.019065 | 0.061 | 0.056 | 608 | 0 | 0.842 | 1 | 1 | cs | TRUE
101 | MV_487_0_line_101 |  | 95 | 104 | 0.032492 | 0.445 | 0.132 | 190 | 0 | 0.22 | 1 | 1 | cs | TRUE
102 | MV_487_0_line_102 |  | 96 | 97 | 0.99986 | 0.1188 | 0.172 | 20.6 | 0 | 0.82 | 1 | 1 | ol | TRUE
103 | MV_487_0_line_103 |  | 96 | 98 | 0.13318 | 0.119 | 0.32 | 11 | 0 | 0.645 | 1 | 1 | ol | TRUE
104 | MV_487_0_line_104 |  | 96 | 99 | 0.057628 | 0.061 | 0.056 | 608 | 0 | 0.842 | 1 | 1 | cs | TRUE
105 | MV_487_0_line_105 |  | 99 | 109 | 0.53273 | 0.061 | 0.056 | 608 | 0 | 0.842 | 1 | 1 | cs | TRUE
106 | MV_487_0_line_106 |  | 100 | 101 | 0.063823 | 0.445 | 0.132 | 190 | 0 | 0.22 | 1 | 1 | cs | TRUE
107 | MV_487_0_line_107 |  | 102 | 103 | 0.12818 | 0.061 | 0.056 | 608 | 0 | 0.842 | 1 | 1 | cs | TRUE
108 | MV_487_0_line_108 |  | 105 | 106 | 0.051785 | 0.061 | 0.056 | 608 | 0 | 0.842 | 1 | 1 | cs | TRUE
109 | MV_487_0_line_109 |  | 105 | 107 | 0.10954 | 0.1188 | 0.172 | 20.6 | 0 | 0.82 | 1 | 1 | ol | TRUE
110 | MV_487_0_line_110 |  | 106 | 108 | 0.11038 | 0.061 | 0.056 | 608 | 0 | 0.842 | 1 | 1 | cs | TRUE
111 | MV_487_0_line_111 |  | 106 | 109 | 0.11537 | 0.1188 | 0.172 | 20.6 | 0 | 0.82 | 1 | 1 | ol | TRUE
112 | MV_487_0_line_112 |  | 107 | 110 | 0.21306 | 0.061 | 0.056 | 608 | 0 | 0.842 | 1 | 1 | cs | TRUE
113 | MV_487_0_line_113 |  | 107 | 111 | 0.22295 | 0.119 | 0.32 | 11 | 0 | 0.645 | 1 | 1 | ol | TRUE
114 | MV_487_0_line_114 |  | 107 | 112 | 0.23999 | 0.1188 | 0.172 | 20.6 | 0 | 0.82 | 1 | 1 | ol | TRUE
115 | MV_487_0_line_115 |  | 108 | 122 | 0.088169 | 0.061 | 0.056 | 608 | 0 | 0.842 | 1 | 1 | cs | TRUE
116 | MV_487_0_line_116 |  | 109 | 120 | 0.02837 | 0.103 | 0.058 | 500 | 0 | 0.638 | 1 | 1 | cs | TRUE
117 | MV_487_0_line_117 |  | 110 | 113 | 0.25672 | 0.061 | 0.056 | 608 | 0 | 0.842 | 1 | 1 | cs | TRUE
118 | MV_487_0_line_118 |  | 110 | 114 | 0.30647 | 0.1188 | 0.172 | 20.6 | 0 | 0.82 | 1 | 1 | ol | TRUE
119 | MV_487_0_line_119 |  | 110 | 115 | 0.015132 | 0.2376 | 0.344 | 10.3 | 0 | 0.41 | 1 | 1 | ol | TRUE
120 | MV_487_0_line_120 |  | 110 | 116 | 0.27781 | 0.119 | 0.32 | 11 | 0 | 0.645 | 1 | 1 | ol | TRUE
121 | MV_487_0_line_121 |  | 111 | 126 | 0.04758 | 0.161 | 0.117 | 273 | 0 | 0.362 | 1 | 1 | cs | TRUE
122 | MV_487_0_line_122 |  | 112 | 131 | 0.025856 | 0.061 | 0.056 | 608 | 0 | 0.842 | 1 | 1 | cs | TRUE
123 | MV_487_0_line_123 |  | 113 | 117 | 0.035897 | 0.061 | 0.056 | 608 | 0 | 0.842 | 1 | 1 | cs | TRUE
124 | MV_487_0_line_124 |  | 114 | 133 | 0.11002 | 0.1188 | 0.172 | 20.6 | 0 | 0.82 | 1 | 1 | ol | TRUE
125 | MV_487_0_line_125 |  | 115 | 129 | 0.016357 | 0.445 | 0.132 | 190 | 0 | 0.22 | 1 | 1 | cs | TRUE
126 | MV_487_0_line_126 |  | 118 | 119 | 0.23868 | 0.103 | 0.058 | 500 | 0 | 0.638 | 1 | 1 | cs | TRUE
127 | MV_487_0_line_127 |  | 118 | 120 | 0.036877 | 0.103 | 0.058 | 500 | 0 | 0.638 | 1 | 1 | cs | TRUE
128 | MV_487_0_line_128 |  | 119 | 121 | 0.069467 | 0.119 | 0.32 | 11 | 0 | 0.645 | 1 | 1 | ol | TRUE
129 | MV_487_0_line_129 |  | 122 | 123 | 0.14513 | 0.1188 | 0.172 | 20.6 | 0 | 0.82 | 1 | 1 | ol | TRUE
130 | MV_487_0_line_130 |  | 123 | 157 | 0.014725 | 0.061 | 0.056 | 608 | 0 | 0.842 | 1 | 1 | cs | TRUE
131 | MV_487_0_line_131 |  | 124 | 125 | 0.043313 | 0.445 | 0.132 | 190 | 0 | 0.22 | 1 | 1 | cs | TRUE
132 | MV_487_0_line_132 |  | 125 | 126 | 0.030722 | 0.445 | 0.132 | 190 | 0 | 0.22 | 1 | 1 | cs | TRUE
133 | MV_487_0_line_133 |  | 125 | 127 | 0.0466 | 0.445 | 0.132 | 190 | 0 | 0.22 | 1 | 1 | cs | TRUE
134 | MV_487_0_line_134 |  | 127 | 128 | 0.018517 | 0.445 | 0.132 | 190 | 0 | 0.22 | 1 | 1 | cs | TRUE
135 | MV_487_0_line_135 |  | 129 | 130 | 0.12929 | 0.445 | 0.132 | 190 | 0 | 0.22 | 1 | 1 | cs | TRUE
136 | MV_487_0_line_136 |  | 130 | 132 | 0.052306 | 0.445 | 0.132 | 190 | 0 | 0.22 | 1 | 1 | cs | TRUE
137 | MV_487_0_line_137 |  | 131 | 134 | 0.084485 | 0.061 | 0.056 | 608 | 0 | 0.842 | 1 | 1 | cs | TRUE
138 | MV_487_0_line_138 |  | 133 | 137 | 0.007722 | 0.061 | 0.056 | 608 | 0 | 0.842 | 1 | 1 | cs | TRUE
139 | MV_487_0_line_139 |  | 134 | 152 | 0.057147 | 0.061 | 0.056 | 608 | 0 | 0.842 | 1 | 1 | cs | TRUE
140 | MV_487_0_line_140 |  | 135 | 136 | 0.069888 | 0.061 | 0.056 | 608 | 0 | 0.842 | 1 | 1 | cs | TRUE
141 | MV_487_0_line_141 |  | 136 | 137 | 0.27149 | 0.061 | 0.056 | 608 | 0 | 0.842 | 1 | 1 | cs | TRUE
142 | MV_487_0_line_142 |  | 138 | 139 | 0.089197 | 0.061 | 0.056 | 608 | 0 | 0.842 | 1 | 1 | cs | TRUE
143 | MV_487_0_line_143 |  | 139 | 153 | 0.032801 | 0.061 | 0.056 | 608 | 0 | 0.842 | 1 | 1 | cs | TRUE
144 | MV_487_0_line_144 |  | 141 | 142 | 0.44712 | 0.119 | 0.32 | 11 | 0 | 0.645 | 1 | 1 | ol | TRUE
145 | MV_487_0_line_145 |  | 142 | 143 | 0.32942 | 0.103 | 0.058 | 500 | 0 | 0.638 | 1 | 1 | cs | TRUE
146 | MV_487_0_line_146 |  | 142 | 144 | 0.14108 | 0.119 | 0.32 | 11 | 0 | 0.645 | 1 | 1 | ol | TRUE
147 | MV_487_0_line_147 |  | 142 | 145 | 0.91352 | 0.119 | 0.32 | 11 | 0 | 0.645 | 1 | 1 | ol | TRUE
148 | MV_487_0_line_148 |  | 143 | 153 | 0.28117 | 0.1188 | 0.172 | 20.6 | 0 | 0.82 | 1 | 1 | ol | TRUE
149 | MV_487_0_line_149 |  | 143 | 151 | 0.29975 | 0.061 | 0.056 | 608 | 0 | 0.842 | 1 | 1 | cs | TRUE
150 | MV_487_0_line_150 |  | 145 | 146 | 0.034849 | 0.445 | 0.132 | 190 | 0 | 0.22 | 1 | 1 | cs | TRUE
151 | MV_487_0_line_151 |  | 145 | 154 | 0.011074 | 0.445 | 0.132 | 190 | 0 | 0.22 | 1 | 1 | cs | TRUE
152 | MV_487_0_line_152 |  | 147 | 148 | 0.075439 | 0.119 | 0.32 | 11 | 0 | 0.645 | 1 | 1 | ol | TRUE
153 | MV_487_0_line_153 |  | 148 | 149 | 0.051952 | 0.103 | 0.058 | 500 | 0 | 0.638 | 1 | 1 | cs | TRUE
154 | MV_487_0_line_154 |  | 148 | 150 | 0.024 | 0.445 | 0.132 | 190 | 0 | 0.22 | 1 | 1 | cs | TRUE
155 | MV_487_0_line_155 |  | 149 | 151 | 0.058998 | 0.061 | 0.056 | 608 | 0 | 0.842 | 1 | 1 | cs | TRUE
156 | MV_487_0_line_156 |  | 150 | 173 | 0.037358 | 0.445 | 0.132 | 190 | 0 | 0.22 | 1 | 1 | cs | TRUE
157 | MV_487_0_line_157 |  | 151 | 152 | 0.49091 | 0.061 | 0.056 | 608 | 0 | 0.842 | 1 | 1 | cs | TRUE
158 | MV_487_0_line_158 |  | 155 | 156 | 0.086907 | 0.103 | 0.058 | 500 | 0 | 0.638 | 1 | 1 | cs | TRUE
159 | MV_487_0_line_159 |  | 155 | 157 | 0.32762 | 0.119 | 0.32 | 11 | 0 | 0.645 | 1 | 1 | ol | TRUE
160 | MV_487_0_line_160 |  | 156 | 158 | 0.38805 | 0.119 | 0.32 | 11 | 0 | 0.645 | 1 | 1 | ol | TRUE
161 | MV_487_0_line_161 |  | 157 | 159 | 0.15247 | 0.103 | 0.058 | 500 | 0 | 0.638 | 1 | 1 | cs | TRUE
162 | MV_487_0_line_162 |  | 158 | 160 | 0.06547 | 0.103 | 0.058 | 500 | 0 | 0.638 | 1 | 1 | cs | TRUE
163 | MV_487_0_line_163 |  | 158 | 161 | 0.56955 | 0.119 | 0.32 | 11 | 0 | 0.645 | 1 | 1 | ol | TRUE
164 | MV_487_0_line_164 |  | 159 | 174 | 0.014308 | 0.445 | 0.132 | 190 | 0 | 0.22 | 1 | 1 | cs | TRUE
165 | MV_487_0_line_165 |  | 160 | 165 | 0.82879 | 0.119 | 0.32 | 11 | 0 | 0.645 | 1 | 1 | ol | TRUE
166 | MV_487_0_line_166 |  | 162 | 163 | 0.039906 | 0.445 | 0.132 | 190 | 0 | 0.22 | 1 | 1 | cs | TRUE
167 | MV_487_0_line_167 |  | 162 | 164 | 0.056626 | 0.445 | 0.132 | 190 | 0 | 0.22 | 1 | 1 | cs | TRUE
168 | MV_487_0_line_168 |  | 164 | 165 | 0.89981 | 0.445 | 0.132 | 190 | 0 | 0.22 | 1 | 1 | cs | TRUE
169 | MV_487_0_line_169 |  | 165 | 166 | 0.071354 | 0.119 | 0.32 | 11 | 0 | 0.645 | 1 | 1 | ol | TRUE
170 | MV_487_0_line_170 |  | 167 | 168 | 0.16975 | 0.061 | 0.056 | 608 | 0 | 0.842 | 1 | 1 | cs | TRUE
171 | MV_487_0_line_171 |  | 168 | 171 | 0.13169 | 0.119 | 0.32 | 11 | 0 | 0.645 | 1 | 1 | ol | TRUE
172 | MV_487_0_line_172 |  | 169 | 170 | 0.088884 | 0.445 | 0.132 | 190 | 0 | 0.22 | 1 | 1 | cs | TRUE
173 | MV_487_0_line_173 |  | 171 | 172 | 0.044215 | 0.103 | 0.058 | 500 | 0 | 0.638 | 1 | 1 | cs | TRUE

## trafo
| name | std_type | hv_bus | lv_bus | sn_mva | vn_hv_kv | vn_lv_kv | vk_percent | vkr_percent | pfe_kw | i0_percent | shift_degree | tap_side | tap_neutral | tap_min | tap_max | tap_step_percent | tap_step_degree | tap_pos | tap_phase_shifter | parallel | df | in_service
0 | MV_487_0_trafo_93 | 25 MVA 110/20 kV | 175 | 135 | 25 | 110 | 20 | 12 | 0.41 | 14 | 0.07 | 150 | hv | 0 | -9 | 9 | 1.5 | 0 | 0 | FALSE | 1 | 1 | TRUE

## bus_geodata
| x | y | coords
0 | 2730770.0493 | 1265397.6526
1 | 2730772.0376 | 1265406.5159
2 | 2730738.6632 | 1265410.4259
3 | 2730708.7413 | 1265496.2569
4 | 2730181.735 | 1265485.0057
5 | 2730944.9536 | 1266746.2063
6 | 2730948.442 | 1266749.5813
7 | 2730101.7278 | 1265479.962
8 | 2730091.6693 | 1265275.8839
9 | 2730576.0257 | 1263789.5339
10 | 2729719.4161 | 1265290.7517
11 | 2729682.8013 | 1265355.1194
12 | 2729662.8792 | 1265349.8665
13 | 2728656.8556 | 1264527.1383
14 | 2728535.3992 | 1264504.0644
15 | 2728708.6052 | 1264159.9144
16 | 2728397.3448 | 1264429.3405
17 | 2728175.951 | 1264216.8303
18 | 2728639.9284 | 1264127.7904
19 | 2731173.9484 | 1267464.3076
20 | 2731167.1761 | 1267399.6942
21 | 2731198.3441 | 1267379.0132
22 | 2729827.6522 | 1267173.1417
23 | 2729640.1272 | 1267240.1198
24 | 2730603.8723 | 1267145.1934
25 | 2731206.7143 | 1267379.5106
26 | 2731241.793 | 1266974.1967
27 | 2730936.916 | 1267520.4265
28 | 2730947.2248 | 1267526.5384
29 | 2730714.9841 | 1267213.703
30 | 2731005.2538 | 1266876.1458
31 | 2730986.9069 | 1266854.8191
32 | 2731009.3721 | 1266940.4404
33 | 2731022.0393 | 1266826.3044
34 | 2730932.5961 | 1266843.4718
35 | 2730912.2962 | 1266864.5319
36 | 2730918.5172 | 1266837.0468
37 | 2731135.3106 | 1267039.4326
38 | 2730892.0195 | 1266885.5682
39 | 2730915.7618 | 1266839.9054
40 | 2728672.6255 | 1272918.359
41 | 2729999.5135 | 1271613.5563
42 | 2730044.5445 | 1271374.1309
43 | 2730080.3478 | 1271653.7634
44 | 2728183.8909 | 1264219.6606
45 | 2730168.829 | 1271270.1921
46 | 2730131.0281 | 1271237.1388
47 | 2730192.5037 | 1271227.907
48 | 2730058.7234 | 1271212.9231
49 | 2730322.26 | 1270887.367
50 | 2730189.4219 | 1271318.125
51 | 2730397.4074 | 1271456.0001
52 | 2730443.0293 | 1271479.2853
53 | 2730412.1531 | 1271377.8513
54 | 2730031.2943 | 1271323.858
55 | 2730001.0506 | 1271203.9449
56 | 2730103.7394 | 1270728.9658
57 | 2730380.404 | 1270878.2081
58 | 2730118.0397 | 1270662.0284
59 | 2730494.2149 | 1271487.1235
60 | 2730473.7989 | 1271404.1045
61 | 2730118.0467 | 1271660.1646
62 | 2730025.5592 | 1271302.7228
63 | 2729929.2041 | 1271112.744
64 | 2730114.2266 | 1270660.543
65 | 2730004.9266 | 1271298.1976
66 | 2729930.1701 | 1271281.7925
67 | 2729746.614 | 1271269.7237
68 | 2730052.9259 | 1270971.9887
69 | 2729880.0314 | 1271081.3215
70 | 2730119.2119 | 1270992.5014
71 | 2729842.0785 | 1271160.0396
72 | 2729977.3399 | 1271387.3085
73 | 2729982.3152 | 1271360.2701
74 | 2729939.6047 | 1271410.0332
75 | 2729916.067 | 1271345.732
76 | 2729933.0117 | 1271406.6627
77 | 2729735.3746 | 1271306.534
78 | 2729894.215 | 1271480.0124
79 | 2730709.1315 | 1271435.5268
80 | 2730743.3831 | 1271396.9482
81 | 2730707.9274 | 1271321.725
82 | 2731343.4846 | 1270790.0723
83 | 2731467.0491 | 1270676.8242
84 | 2731624.8162 | 1269266.2608
85 | 2729055.145 | 1269935.3129
86 | 2729147.0848 | 1269958.4773
87 | 2729178.3958 | 1269666.5533
88 | 2730020.6983 | 1270635.9936
89 | 2729000.6239 | 1269615.165
90 | 2729219.9381 | 1269652.8639
91 | 2729024.6445 | 1269543.8557
92 | 2728909.4194 | 1269637.4237
93 | 2728979.9485 | 1269755.7944
94 | 2729024.7113 | 1269499.3294
95 | 2729319.0739 | 1269620.2096
96 | 2728903.2583 | 1268487.8141
97 | 2729024.7399 | 1269480.2646
98 | 2728777.2556 | 1268530.9516
99 | 2728913.5986 | 1268431.1199
100 | 2728865.6861 | 1269654.5349
101 | 2728874.3982 | 1269591.3099
102 | 2728785.9046 | 1269753.6378
103 | 2728914.0186 | 1269757.2639
104 | 2729349.5898 | 1269629.8422
105 | 2728842.6115 | 1268105.6557
106 | 2728799.5084 | 1268134.5431
107 | 2728934.7905 | 1268046.4775
108 | 2728707.5837 | 1268195.653
109 | 2728889.0085 | 1268207.3405
110 | 2729038.1199 | 1268055.9751
111 | 2728826.3399 | 1267851.6831
112 | 2728877.0195 | 1267813.5438
113 | 2729145.6263 | 1268159.5095
114 | 2729261.2751 | 1267845.9109
115 | 2729044.1158 | 1268042.0819
116 | 2729125.4538 | 1267792.2469
117 | 2729180.2078 | 1268169.5081
118 | 2728951.2969 | 1268227.3626
119 | 2729147.7292 | 1268349.7338
120 | 2728916.1051 | 1268216.0063
121 | 2729115.6853 | 1268411.3692
122 | 2728634.1275 | 1268244.4166
123 | 2728512.9765 | 1268324.3156
124 | 2728734.0503 | 1267885.0628
125 | 2728765.9099 | 1267855.7279
126 | 2728786.8633 | 1267878.2389
127 | 2728735.852 | 1267820.1398
128 | 2728721.9622 | 1267832.3855
129 | 2729044.5183 | 1268025.731
130 | 2729092.2761 | 1267933.5099
131 | 2728881.118 | 1267788.3475
132 | 2729143.9799 | 1267940.9532
133 | 2729345.2815 | 1267774.8713
134 | 2728874.27 | 1267707.3513
135 | 2729580.0884 | 1267697.7651
136 | 2729559.5296 | 1267630.9518
137 | 2729351.9776 | 1267770.992
138 | 2729190.0386 | 1267071.1287
139 | 2729160.262 | 1267002.9629
140 | 2731605.1448 | 1269232.8687
141 | 2728683.3027 | 1266531.2381
142 | 2728611.7671 | 1266972.603
143 | 2728858.0489 | 1267059.0812
144 | 2728472.5865 | 1266995.6642
145 | 2727960.2249 | 1266332.2783
146 | 2727970.9952 | 1266307.9342
147 | 2728726.0365 | 1267341.2899
148 | 2728796.0263 | 1267313.1399
149 | 2728794.378 | 1267263.4284
150 | 2728812.8379 | 1267330.2598
151 | 2728746.4082 | 1267245.5221
152 | 2728919.6099 | 1267672.3964
153 | 2729137.3133 | 1267026.3992
154 | 2727952.233 | 1266339.968
155 | 2728204.5975 | 1268192.1157
156 | 2728122.1436 | 1268220.2982
157 | 2728500.6482 | 1268332.4218
158 | 2727948.6693 | 1268567.4185
159 | 2728583.5369 | 1268383.506
160 | 2727982.7989 | 1268623.2883
161 | 2727411.3654 | 1268756.3504
162 | 2727517.1304 | 1269451.7699
163 | 2727512.2001 | 1269412.1701
164 | 2727517.2546 | 1269504.135
165 | 2727362.191 | 1269172.6025
166 | 2727316.3561 | 1269227.288
167 | 2730617.6261 | 1267078.6793
168 | 2730760.525 | 1267015.1742
169 | 2730997.0256 | 1267124.1522
170 | 2730970.2571 | 1267041.3537
171 | 2730847.7739 | 1266916.5398
172 | 2730815.7156 | 1266886.0896
173 | 2728839.1843 | 1267356.746
174 | 2728593.0311 | 1268394.2106
175 | 2729580.0884 | 1267697.7651

## line_std_types
| c_nf_per_km | r_ohm_per_km | x_ohm_per_km | max_i_ka | type | q_mm2 | alpha | voltage_rating
NAYY 4x50 SE | 210 | 0.642 | 0.083 | 0.142 | cs | 50 | 0.00403 | LV
NAYY 4x120 SE | 264 | 0.225 | 0.08 | 0.242 | cs | 120 | 0.00403 | LV
NAYY 4x150 SE | 261 | 0.208 | 0.08 | 0.27 | cs | 150 | 0.00403 | LV
NA2XS2Y 1x95 RM/25 12/20 kV | 216 | 0.313 | 0.132 | 0.252 | cs | 95 | 0.00403 | MV
NA2XS2Y 1x185 RM/25 12/20 kV | 273 | 0.161 | 0.117 | 0.362 | cs | 185 | 0.00403 | MV
NA2XS2Y 1x240 RM/25 12/20 kV | 304 | 0.122 | 0.112 | 0.421 | cs | 240 | 0.00403 | MV
NA2XS2Y 1x95 RM/25 6/10 kV | 315 | 0.313 | 0.123 | 0.249 | cs | 95 | 0.00403 | MV
NA2XS2Y 1x185 RM/25 6/10 kV | 406 | 0.161 | 0.11 | 0.358 | cs | 185 | 0.00403 | MV
NA2XS2Y 1x240 RM/25 6/10 kV | 456 | 0.122 | 0.105 | 0.416 | cs | 240 | 0.00403 | MV
NA2XS2Y 1x150 RM/25 12/20 kV | 250 | 0.206 | 0.116 | 0.319 | cs | 150 | 0.00403 | MV
NA2XS2Y 1x120 RM/25 12/20 kV | 230 | 0.253 | 0.119 | 0.283 | cs | 120 | 0.00403 | MV
NA2XS2Y 1x70 RM/25 12/20 kV | 190 | 0.443 | 0.132 | 0.22 | cs | 70 | 0.00403 | MV
NA2XS2Y 1x150 RM/25 6/10 kV | 360 | 0.206 | 0.11 | 0.315 | cs | 150 | 0.00403 | MV
NA2XS2Y 1x120 RM/25 6/10 kV | 340 | 0.253 | 0.113 | 0.28 | cs | 120 | 0.00403 | MV
NA2XS2Y 1x70 RM/25 6/10 kV | 280 | 0.443 | 0.123 | 0.217 | cs | 70 | 0.00403 | MV
N2XS(FL)2Y 1x120 RM/35 64/110 kV | 112 | 0.153 | 0.166 | 0.366 | cs | 120 | 0.00393 | HV
N2XS(FL)2Y 1x185 RM/35 64/110 kV | 125 | 0.099 | 0.156 | 0.457 | cs | 185 | 0.00393 | HV
N2XS(FL)2Y 1x240 RM/35 64/110 kV | 135 | 0.075 | 0.149 | 0.526 | cs | 240 | 0.00393 | HV
N2XS(FL)2Y 1x300 RM/35 64/110 kV | 144 | 0.06 | 0.144 | 0.588 | cs | 300 | 0.00393 | HV
15-AL1/3-ST1A 0.4 | 11 | 1.8769 | 0.35 | 0.105 | ol | 16 | 0.00403 | LV
24-AL1/4-ST1A 0.4 | 11.25 | 1.2012 | 0.335 | 0.14 | ol | 24 | 0.00403 | LV
48-AL1/8-ST1A 0.4 | 12.2 | 0.5939 | 0.3 | 0.21 | ol | 48 | 0.00403 | LV
94-AL1/15-ST1A 0.4 | 13.2 | 0.306 | 0.29 | 0.35 | ol | 94 | 0.00403 | LV
34-AL1/6-ST1A 10.0 | 9.7 | 0.8342 | 0.36 | 0.17 | ol | 34 | 0.00403 | MV
48-AL1/8-ST1A 10.0 | 10.1 | 0.5939 | 0.35 | 0.21 | ol | 48 | 0.00403 | MV
70-AL1/11-ST1A 10.0 | 10.4 | 0.4132 | 0.339 | 0.29 | ol | 70 | 0.00403 | MV
94-AL1/15-ST1A 10.0 | 10.75 | 0.306 | 0.33 | 0.35 | ol | 94 | 0.00403 | MV
122-AL1/20-ST1A 10.0 | 11.1 | 0.2376 | 0.323 | 0.41 | ol | 122 | 0.00403 | MV
149-AL1/24-ST1A 10.0 | 11.25 | 0.194 | 0.315 | 0.47 | ol | 149 | 0.00403 | MV
34-AL1/6-ST1A 20.0 | 9.15 | 0.8342 | 0.382 | 0.17 | ol | 34 | 0.00403 | MV
48-AL1/8-ST1A 20.0 | 9.5 | 0.5939 | 0.372 | 0.21 | ol | 48 | 0.00403 | MV
70-AL1/11-ST1A 20.0 | 9.7 | 0.4132 | 0.36 | 0.29 | ol | 70 | 0.00403 | MV
94-AL1/15-ST1A 20.0 | 10 | 0.306 | 0.35 | 0.35 | ol | 94 | 0.00403 | MV
122-AL1/20-ST1A 20.0 | 10.3 | 0.2376 | 0.344 | 0.41 | ol | 122 | 0.00403 | MV
149-AL1/24-ST1A 20.0 | 10.5 | 0.194 | 0.337 | 0.47 | ol | 149 | 0.00403 | MV
184-AL1/30-ST1A 20.0 | 10.75 | 0.1571 | 0.33 | 0.535 | ol | 184 | 0.00403 | MV
243-AL1/39-ST1A 20.0 | 11 | 0.1188 | 0.32 | 0.645 | ol | 243 | 0.00403 | MV
48-AL1/8-ST1A 110.0 | 8 | 0.5939 | 0.46 | 0.21 | ol | 48 | 0.00403 | HV
70-AL1/11-ST1A 110.0 | 8.4 | 0.4132 | 0.45 | 0.29 | ol | 70 | 0.00403 | HV
94-AL1/15-ST1A 110.0 | 8.65 | 0.306 | 0.44 | 0.35 | ol | 94 | 0.00403 | HV
122-AL1/20-ST1A 110.0 | 8.5 | 0.2376 | 0.43 | 0.41 | ol | 122 | 0.00403 | HV
149-AL1/24-ST1A 110.0 | 8.75 | 0.194 | 0.41 | 0.47 | ol | 149 | 0.00403 | HV
184-AL1/30-ST1A 110.0 | 8.8 | 0.1571 | 0.4 | 0.535 | ol | 184 | 0.00403 | HV
243-AL1/39-ST1A 110.0 | 9 | 0.1188 | 0.39 | 0.645 | ol | 243 | 0.00403 | HV
305-AL1/39-ST1A 110.0 | 9.2 | 0.0949 | 0.38 | 0.74 | ol | 305 | 0.00403 | HV
490-AL1/64-ST1A 110.0 | 9.75 | 0.059 | 0.37 | 0.96 | ol | 490 | 0.00403 | HV
679-AL1/86-ST1A 110.0 | 9.95 | 0.042 | 0.36 | 1.15 | ol | 679 | 0.00403 | HV
490-AL1/64-ST1A 220.0 | 10 | 0.059 | 0.285 | 0.96 | ol | 490 | 0.00403 | HV
679-AL1/86-ST1A 220.0 | 11.7 | 0.042 | 0.275 | 1.15 | ol | 679 | 0.00403 | HV
490-AL1/64-ST1A 380.0 | 11 | 0.059 | 0.253 | 0.96 | ol | 490 | 0.00403 | HV
679-AL1/86-ST1A 380.0 | 14.6 | 0.042 | 0.25 | 1.15 | ol | 679 | 0.00403 | HV

## trafo_std_types
| i0_percent | pfe_kw | vkr_percent | sn_mva | vn_lv_kv | vn_hv_kv | vk_percent | shift_degree | vector_group | tap_side | tap_neutral | tap_min | tap_max | tap_step_degree | tap_step_percent | tap_phase_shifter
160 MVA 380/110 kV | 0.06 | 60 | 0.25 | 160 | 110 | 380 | 12.2 | 0 | Yy0 | hv | 0 | -9 | 9 | 0 | 1.5 | FALSE
100 MVA 220/110 kV | 0.06 | 55 | 0.26 | 100 | 110 | 220 | 12 | 0 | Yy0 | hv | 0 | -9 | 9 | 0 | 1.5 | FALSE
63 MVA 110/20 kV | 0.04 | 22 | 0.32 | 63 | 20 | 110 | 18 | 150 | YNd5 | hv | 0 | -9 | 9 | 0 | 1.5 | FALSE
40 MVA 110/20 kV | 0.05 | 18 | 0.34 | 40 | 20 | 110 | 16.2 | 150 | YNd5 | hv | 0 | -9 | 9 | 0 | 1.5 | FALSE
25 MVA 110/20 kV | 0.07 | 14 | 0.41 | 25 | 20 | 110 | 12 | 150 | YNd5 | hv | 0 | -9 | 9 | 0 | 1.5 | FALSE
63 MVA 110/10 kV | 0.04 | 22 | 0.32 | 63 | 10 | 110 | 18 | 150 | YNd5 | hv | 0 | -9 | 9 | 0 | 1.5 | FALSE
40 MVA 110/10 kV | 0.05 | 18 | 0.34 | 40 | 10 | 110 | 16.2 | 150 | YNd5 | hv | 0 | -9 | 9 | 0 | 1.5 | FALSE
25 MVA 110/10 kV | 0.07 | 14 | 0.41 | 25 | 10 | 110 | 12 | 150 | YNd5 | hv | 0 | -9 | 9 | 0 | 1.5 | FALSE
0.25 MVA 20/0.4 kV | 0.32 | 0.8 | 1.44 | 0.25 | 0.4 | 20 | 6 | 150 | Yzn5 | hv | 0 | -2 | 2 | 0 | 2.5 | FALSE
0.4 MVA 20/0.4 kV | 0.3375 | 1.35 | 1.425 | 0.4 | 0.4 | 20 | 6 | 150 | Dyn5 | hv | 0 | -2 | 2 | 0 | 2.5 | FALSE
0.63 MVA 20/0.4 kV | 0.2619 | 1.65 | 1.206 | 0.63 | 0.4 | 20 | 6 | 150 | Dyn5 | hv | 0 | -2 | 2 | 0 | 2.5 | FALSE
0.25 MVA 10/0.4 kV | 0.24 | 0.6 | 1.2 | 0.25 | 0.4 | 10 | 4 | 150 | Dyn5 | hv | 0 | -2 | 2 | 0 | 2.5 | FALSE
0.4 MVA 10/0.4 kV | 0.2375 | 0.95 | 1.325 | 0.4 | 0.4 | 10 | 4 | 150 | Dyn5 | hv | 0 | -2 | 2 | 0 | 2.5 | FALSE
0.63 MVA 10/0.4 kV | 0.1873 | 1.18 | 1.0794 | 0.63 | 0.4 | 10 | 4 | 150 | Dyn5 | hv | 0 | -2 | 2 | 0 | 2.5 | FALSE

## trafo3w_std_types
| sn_hv_mva | sn_mv_mva | sn_lv_mva | vn_hv_kv | vn_mv_kv | vn_lv_kv | vk_hv_percent | vk_mv_percent | vk_lv_percent | vkr_hv_percent | vkr_mv_percent | vkr_lv_percent | pfe_kw | i0_percent | shift_mv_degree | shift_lv_degree | vector_group | tap_side | tap_neutral | tap_min | tap_max | tap_step_percent
63/25/38 MVA 110/20/10 kV | 63 | 25 | 38 | 110 | 20 | 10 | 10.4 | 10.4 | 10.4 | 0.28 | 0.32 | 0.35 | 35 | 0.89 | 0 | 0 | YN0yn0yn0 | hv | 0 | -10 | 10 | 1.2
63/25/38 MVA 110/10/10 kV | 63 | 25 | 38 | 110 | 10 | 10 | 10.4 | 10.4 | 10.4 | 0.28 | 0.32 | 0.35 | 35 | 0.89 | 0 | 0 | YN0yn0yn0 | hv | 0 | -10 | 10 | 1.2

## fuse_std_types
| fuse_type | i_rated_a | t_avg | t_min | t_total | x_avg | x_min | x_total
HV 100A | HV 100A | 100 | 0 | [10.0, 3.64, 0.854, 0.281, 0.1, 0.0531, 0.022, 0.01] | [10.0, 4.267, 1.21, 0.403, 0.1, 0.058, 0.022, 0.01] | 0 | [300.0, 350.0, 450.0, 550.0, 700.0, 850.0, 1200.0, 1752.0] | [600.0, 700.0, 900.0, 1150.0, 1665.0, 2000.0, 3000.0, 4313.0]
HV 10A | HV 10A | 10 | 0 | [10.0, 1675.0, 0.344, 0.156, 0.1, 0.0417, 0.0171, 0.01] | [10.0, 1.3, 0.3, 0.155, 0.1, 0.0555, 0.023, 0.01] | 0 | [30.0, 32.0, 35.0, 37.0, 39.0, 50.0, 70.0, 88.0] | [60.0, 70.0, 80.0, 87.0, 94.0, 110.0, 150.0, 216.0]
HV 125A | HV 125A | 125 | 0 | [10.0, 1.82, 0.344, 0.1, 0.0467, 0.0269, 0.01] | [10.0, 2.478, 0.426, 0.1, 0.0427, 0.0211, 0.01] | 0 | [375.0, 500.0, 700.0, 925.0, 1200.0, 1500.0, 2341.0] | [750.0, 1000.0, 1500.0, 2200.0, 3000.0, 4000.0, 5765.0]
HV 160A | HV 160A | 160 | 0 | [10.0, 4.15, 1.03, 0.198, 0.1, 0.051, 0.0172, 0.01] | [10.0, 2.3, 0.734, 0.274, 0.1, 0.046, 0.0177, 0.01] | 0 | [480.0, 550.0, 700.0, 1000.0, 1260.0, 1600.0, 2500.0, 3227.0] | [960.0, 1300.0, 1700.0, 2200.0, 2996.0, 4000.0, 6000.0, 7946.0]
HV 16A | HV 16A | 16 | 0 | [10.0, 0.352, 0.164, 0.1, 0.0649, 0.0342, 0.01] | [10.0, 2.34, 0.722, 0.181, 0.1, 0.055, 0.0296, 0.01] | 0 | [48.0, 60.0, 65.0, 71.0, 80.0, 100.0, 162.0] | [96.0, 110.0, 125.0, 150.0, 168.0, 200.0, 250.0, 398.0]
HV 200A | HV 200A | 200 | 0 | [10.0, 4.267, 1.21, 0.403, 0.1, 0.058, 0.022, 0.01] | [10.0, 3.73, 1.654, 0.328, 0.1, 0.0531, 0.019, 0.01] | 0 | [600.0, 700.0, 900.0, 1150.0, 1665.0, 2000.0, 3000.0, 4313.0] | [1200.0, 1500.0, 1800.0, 2700.0, 3960.0, 5000.0, 7500.0, 10620.0]
HV 20A | HV 20A | 20 | 0 | [10.0, 1.3, 0.3, 0.155, 0.1, 0.0555, 0.023, 0.01] | [10.0, 1.3, 0.161, 0.1, 0.0611, 0.0399, 0.0141, 0.01] | 0 | [60.0, 70.0, 80.0, 87.0, 94.0, 110.0, 150.0, 216.0] | [120.0, 150.0, 200.0, 223.0, 260.0, 300.0, 450.0, 532.0]
HV 25A | HV 25A | 25 | 0 | [10.0, 2.512, 0.833, 0.299, 0.1, 0.0372, 0.0223, 0.01] | [10.0, 3.125, 0.597, 0.198, 0.1, 0.0378, 0.022, 0.01] | 0 | [75.0, 82.0, 90.0, 100.0, 124.0, 170.0, 200.0, 289.0] | [150.0, 170.0, 210.0, 250.0, 294.0, 400.0, 500.0, 711.0]
HV 31.5A | HV 31.5A | 31.5 | 0 | [10.0, 2.34, 0.722, 0.181, 0.1, 0.055, 0.0296, 0.01] | [10.0, 2.84, 0.368, 0.164, 0.1, 0.0621, 0.0378, 0.0195, 0.01] | 0 | [95.0, 110.0, 125.0, 150.0, 165.0, 200.0, 250.0, 390.0] | [189.0, 220.0, 300.0, 350.0, 393.0, 450.0, 530.0, 700.0, 960.0]
HV 40A | HV 40A | 40 | 0 | [10.0, 1.3, 0.161, 0.1, 0.0611, 0.0399, 0.0141, 0.01] | [10.0, 2.05, 0.369, 0.198, 0.1, 0.051, 0.0298, 0.01] | 0 | [120.0, 150.0, 200.0, 223.0, 260.0, 300.0, 450.0, 532.0] | [240.0, 300.0, 400.0, 450.0, 530.0, 650.0, 800.0, 1311.0]
HV 50A | HV 50A | 50 | 0 | [10.0, 3.215, 0.597, 0.198, 0.1, 0.0378, 0.022, 0.01] | [10.0, 3.64, 0.854, 0.281, 0.1, 0.0531, 0.022, 0.01] | 0 | [150.0, 170.0, 210.0, 250.0, 294.0, 400.0, 500.0, 711.0] | [300.0, 350.0, 450.0, 550.0, 700.0, 850.0, 1200.0, 1752.0]
HV 6.3A | HV 6.3A | 6.3 | 0 | [10.0, 1.39, 0.344, 0.168, 0.1, 0.056, 0.0263, 0.01] | [10.0, 1.711, 0.516, 0.198, 0.1, 0.0634, 0.0303, 0.01] | 0 | [19.0, 19.5, 20.4, 20.8, 22.0, 25.0, 32.0, 48.0] | [38.0, 40.0, 43.0, 48.0, 53.0, 60.0, 75.0, 118.0]
HV 63A | HV 63A | 63 | 0 | [10.0, 2.84, 0.368, 0.164, 0.1, 0.0621, 0.0378, 0.0195, 0.01] | [10.0, 1.82, 0.344, 0.1, 0.0467, 0.0269, 0.01] | 0 | [189.0, 220.0, 300.0, 350.0, 393.0, 450.0, 530.0, 700.0, 961.0] | [378.0, 500.0, 700.0, 934.0, 1200.0, 1500.0, 2366.0]
HV 80A | HV 80A | 80 | 0 | [10.0, 2.05, 0.369, 0.198, 0.1, 0.051, 0.0298, 0.01] | [10.0, 4.15, 1.03, 0.198, 0.1, 0.051, 0.0172, 0.01] | 0 | [240.0, 300.0, 400.0, 450.0, 530.0, 650.0, 800.0, 1311.0] | [480.0, 550.0, 700.0, 1000.0, 1260.0, 1600.0, 2500.0, 3227.0]
Siemens NH-1-100 | Siemens NH-1-100 | 100 | [5400.0, 2000.0, 400.0, 20.0, 1.0, 0.2, 0.012, 0.004] | 0 | 0 | [150.0, 190.0, 250.0, 430.0, 900.0, 1250.0, 2700.0, 3600.0] | 0 | 0
Siemens NH-1-125 | Siemens NH-1-125 | 125 | [4800.0, 120.0, 7.0, 0.1, 0.004] | 0 | 0 | [180.0, 400.0, 740.0, 2000.0, 4250.0] | 0 | 0
Siemens NH-1-16 | Siemens NH-1-16 | 16 | [4000.0, 400.0, 2.0, 0.1, 0.04, 0.01] | 0 | 0 | [26.0, 35.0, 75.0, 150.0, 200.0, 300.0] | 0 | 0
Siemens NH-1-160 | Siemens NH-1-160 | 160 | [4800.0, 120.0, 7.0, 0.1, 0.004] | 0 | 0 | [210.0, 500.0, 900.0, 2300.0, 5000.0] | 0 | 0
Siemens NH-1-25 | Siemens NH-1-25 | 25 | [4000.0, 1000.0, 10.0, 0.2, 0.02, 0.01] | 0 | 0 | [40.0, 50.0, 100.0, 210.0, 400.0, 500.0] | 0 | 0
Siemens NH-1-50 | Siemens NH-1-50 | 50 | [4000.0, 40.0, 4.0, 1.0, 0.02, 0.01] | 0 | 0 | [86.0, 200.0, 300.0, 400.0, 1000.0, 1280.0] | 0 | 0
Siemens NH-1-63 | Siemens NH-1-63 | 63 | [4000.0, 100.0, 10.0, 2.0, 0.04, 0.01] | 0 | 0 | [100.0, 200.0, 300.0, 400.0, 1000.0, 1500.0] | 0 | 0
Siemens NH-1-80 | Siemens NH-1-80 | 80 | [4800.0, 120.0, 7.0, 0.1, 0.01] | 0 | 0 | [150.58, 250.0, 450.0, 1150.0, 2470.0] | 0 | 0
Siemens NH-2-1000 | Siemens NH-2-1000 | 1000 | [4800.0, 120.0, 7.0, 0.1, 0.004] | 0 | 0 | [1900.0, 3500.0, 8400.0, 24000.0, 52000.0] | 0 | 0
Siemens NH-2-200 | Siemens NH-2-200 | 200 | [4800.0, 120.0, 7.0, 0.1, 0.004] | 0 | 0 | [280.0, 650.0, 1200.0, 3000.0, 7000.0] | 0 | 0
Siemens NH-2-224 | Siemens NH-2-224 | 224 | [4800.0, 120.0, 7.0, 0.2, 0.04, 0.004] | 0 | 0 | [400.0, 750.0, 1453.0, 3025.0, 4315.0, 7600.0] | 0 | 0
Siemens NH-2-250 | Siemens NH-2-250 | 250 | [4800.0, 120.0, 7.0, 0.1, 0.004] | 0 | 0 | [450.0, 800.0, 1650.0, 4000.0, 8500.0] | 0 | 0
Siemens NH-2-315 | Siemens NH-2-315 | 315 | [4800.0, 120.0, 7.0, 0.1, 0.004] | 0 | 0 | [550.0, 920.0, 1900.0, 5000.0, 11000.0] | 0 | 0
Siemens NH-2-355 | Siemens NH-2-355 | 355 | [4800.0, 120.0, 6.0, 0.1, 0.004] | 0 | 0 | [650.0, 1116.27, 2350.0, 5840.0, 12790.0] | 0 | 0
Siemens NH-2-400 | Siemens NH-2-400 | 400 | [4800.0, 120.0, 7.0, 0.1, 0.004] | 0 | 0 | [720.0, 1350.0, 2800.0, 6500.0, 15000.0] | 0 | 0
Siemens NH-2-425 | Siemens NH-2-425 | 425 | [4800.0, 120.0, 7.0, 0.1, 0.004] | 0 | 0 | [850.0, 1500.0, 3050.0, 7500.0, 16500.0] | 0 | 0
Siemens NH-2-630 | Siemens NH-2-630 | 630 | [4800.0, 120.0, 7.0, 0.1, 0.004] | 0 | 0 | [1200.0, 2000.0, 4800.0, 12000.0, 26000.0] | 0 | 0

## res_bus
| vm_pu | va_degree | p_mw | q_mvar
0 | 0.98931 | -0.36677 | 0.13738 | 0.066534
1 | 0.98931 | -0.36674 | 0 | 0
2 | 0.9893 | -0.36687 | 0 | 0
3 | 0.98934 | -0.36638 | 0.076505 | 0.037053
4 | 0.98915 | -0.36844 | 0 | 0
5 | 0.9901 | -0.31289 | 0.078148 | 0.037849
6 | 0.9901 | -0.31287 | 0.18831 | 0.091205
7 | 0.98913 | -0.36864 | 0.15536 | 0.075246
8 | 0.98909 | -0.36907 | 0 | 0
9 | 0.98873 | -0.37149 | 0.11912 | 0.057692
10 | 0.989 | -0.3699 | 0 | 0
11 | 0.98899 | -0.37 | 0.14037 | 0.067986
12 | 0.98899 | -0.37002 | 0 | 0
13 | 0.98867 | -0.39101 | 0 | 0
14 | 0.98866 | -0.39107 | 0.093159 | 0.045119
15 | 0.98849 | -0.38999 | 0 | 0
16 | 0.98864 | -0.39201 | 0 | 0
17 | 0.98857 | -0.39139 | 0 | 0
18 | 0.98847 | -0.38985 | 0.15704 | 0.076057
19 | 0.98932 | -0.30584 | 0.1452 | 0.070324
20 | 0.98934 | -0.30573 | 0.075657 | 0.036642
21 | 0.98936 | -0.30562 | 0.11907 | 0.057667
22 | 0.99263 | -0.22714 | 0.10122 | 0.049024
23 | 0.99281 | -0.22352 | 0 | 0
24 | 0.9911 | -0.28281 | 0.067742 | 0.032809
25 | 0.98936 | -0.30566 | 0 | 0
26 | 0.98961 | -0.30775 | 0 | 0
27 | 0.99107 | -0.28341 | 0 | 0
28 | 0.99107 | -0.2834 | 0.073151 | 0.035429
29 | 0.99109 | -0.28317 | 0 | 0
30 | 0.99018 | -0.31206 | 0.14485 | 0.070156
31 | 0.99019 | -0.31219 | 0 | 0
32 | 0.99015 | -0.31187 | 0.24772 | 0.11998
33 | 0.99015 | -0.31247 | 0 | 0
34 | 0.99027 | -0.31171 | 0 | 0
35 | 0.9903 | -0.3115 | 0.26456 | 0.12813
36 | 0.99026 | -0.31166 | 0.093804 | 0.045432
37 | 0.98941 | -0.30595 | 0.5312 | 0.25727
38 | 0.99033 | -0.31129 | 0 | 0
39 | 0.99026 | -0.31166 | 0.083607 | 0.040493
40 | 0.99023 | -0.34688 | 0.059355 | 0.028747
41 | 0.99045 | -0.34534 | 0 | 0
42 | 0.99047 | -0.34516 | 0 | 0
43 | 0.99044 | -0.34537 | 0.1445 | 0.069983
44 | 0.98857 | -0.39138 | 0.15122 | 0.073239
45 | 0.99105 | -0.32732 | 0.12607 | 0.061059
46 | 0.99102 | -0.32761 | 0 | 0
47 | 0.99108 | -0.327 | 0 | 0
48 | 0.99097 | -0.32805 | 0.070651 | 0.034218
49 | 0.99132 | -0.32465 | 0 | 0
50 | 0.9904 | -0.34619 | 0 | 0
51 | 0.99034 | -0.34694 | 0 | 0
52 | 0.99033 | -0.34684 | 0 | 0
53 | 0.99032 | -0.3471 | 0.093182 | 0.04513
54 | 0.99049 | -0.34498 | 0.088342 | 0.042786
55 | 0.99094 | -0.32837 | 0 | 0
56 | 0.99155 | -0.32235 | 0 | 0
57 | 0.99131 | -0.32501 | 0.15703 | 0.076055
58 | 0.99159 | -0.32188 | 0.081755 | 0.039596
59 | 0.99032 | -0.34676 | 0.13421 | 0.065
60 | 0.99032 | -0.34723 | 0 | 0
61 | 0.99044 | -0.34551 | 0.097072 | 0.047014
62 | 0.9905 | -0.34489 | 0 | 0
63 | 0.99084 | -0.32933 | 0 | 0
64 | 0.99159 | -0.32185 | 0 | 0
65 | 0.9905 | -0.34481 | 0 | 0
66 | 0.99053 | -0.34452 | 0.12041 | 0.058317
67 | 0.99065 | -0.33586 | 0 | 0
68 | 0.99083 | -0.32941 | 0 | 0
69 | 0.99081 | -0.32965 | 0.13248 | 0.064164
70 | 0.99082 | -0.32982 | 0.15547 | 0.075295
71 | 0.99074 | -0.33498 | 0 | 0
72 | 0.99061 | -0.33736 | 0.081503 | 0.039474
73 | 0.99061 | -0.33735 | 0 | 0
74 | 0.99061 | -0.33736 | 0 | 0
75 | 0.99062 | -0.33733 | 0 | 0
76 | 0.99061 | -0.33737 | 0 | 0
77 | 0.99064 | -0.33589 | 0.15525 | 0.075193
78 | 0.9906 | -0.33774 | 0.11753 | 0.056921
79 | 0.99029 | -0.34762 | 0 | 0
80 | 0.99028 | -0.3477 | 0.14604 | 0.070729
81 | 0.99027 | -0.3478 | 0 | 0
82 | 0.99019 | -0.34854 | 0 | 0
83 | 0.99016 | -0.35026 | 0.11898 | 0.057625
84 | 0.99002 | -0.35829 | 0 | 0
85 | 0.9932 | -0.21585 | 0.14172 | 0.068636
86 | 0.99321 | -0.21534 | 0 | 0
87 | 0.99349 | -0.21265 | 0 | 0
88 | 0.99166 | -0.32117 | 0.14386 | 0.069673
89 | 0.99366 | -0.211 | 0 | 0
90 | 0.99348 | -0.21254 | 0.072392 | 0.035061
91 | 0.99373 | -0.20942 | 0 | 0
92 | 0.99364 | -0.21212 | 0.077584 | 0.037576
93 | 0.99364 | -0.21162 | 0.125 | 0.060541
94 | 0.99376 | -0.20872 | 0.1091 | 0.05284
95 | 0.99346 | -0.21238 | 0 | 0
96 | 0.99534 | -0.14577 | 0.10772 | 0.05217
97 | 0.99377 | -0.20841 | 0 | 0
98 | 0.99534 | -0.14618 | 0.081337 | 0.039393
99 | 0.99539 | -0.14479 | 0 | 0
100 | 0.99363 | -0.21254 | 0.074645 | 0.036152
101 | 0.99362 | -0.21242 | 0.16181 | 0.078366
102 | 0.99364 | -0.21172 | 0.12212 | 0.059143
103 | 0.99364 | -0.21165 | 0 | 0
104 | 0.99345 | -0.21233 | 0.1401 | 0.067854
105 | 0.99604 | -0.12629 | 0.15914 | 0.077075
106 | 0.99598 | -0.12749 | 0 | 0
107 | 0.9963 | -0.11613 | 0 | 0
108 | 0.99596 | -0.12801 | 0 | 0
109 | 0.99578 | -0.13565 | 0 | 0
110 | 0.9968 | -0.10536 | 0 | 0
111 | 0.99626 | -0.11824 | 0.07835 | 0.037947
112 | 0.99561 | -0.14108 | 0 | 0
113 | 0.9968 | -0.10547 | 0 | 0
114 | 0.99851 | -0.041382 | 0 | 0
115 | 0.9968 | -0.1055 | 0.10083 | 0.048836
116 | 0.99678 | -0.10677 | 0.13362 | 0.064714
117 | 0.9968 | -0.10548 | 0.077137 | 0.037359
118 | 0.99578 | -0.13568 | 0 | 0
119 | 0.99577 | -0.13574 | 0 | 0
120 | 0.99578 | -0.13567 | 0.12562 | 0.060843
121 | 0.99576 | -0.13606 | 0.11906 | 0.057663
122 | 0.99594 | -0.12842 | 0.10591 | 0.051294
123 | 0.99587 | -0.13092 | 0.13307 | 0.06445
124 | 0.99624 | -0.11819 | 0.095964 | 0.046477
125 | 0.99625 | -0.11824 | 0 | 0
126 | 0.99626 | -0.11829 | 0 | 0
127 | 0.99625 | -0.1182 | 0 | 0
128 | 0.99624 | -0.11818 | 0.073755 | 0.035721
129 | 0.9968 | -0.10547 | 0 | 0
130 | 0.99677 | -0.10524 | 0 | 0
131 | 0.99558 | -0.14174 | 0.18483 | 0.08952
132 | 0.99676 | -0.10514 | 0.15997 | 0.077475
133 | 0.99913 | -0.018467 | 0.14128 | 0.068426
134 | 0.99548 | -0.14385 | 0.16152 | 0.078228
135 | 1 | 0 | -11.9367 | -4.8935
136 | 0.99983 | -0.003701 | 0 | 0
137 | 0.99915 | -0.018059 | 0 | 0
138 | 0.99378 | -0.18821 | 0.11792 | 0.057112
139 | 0.99386 | -0.18655 | 0.15607 | 0.07559
140 | 0.99002 | -0.35822 | 0.14686 | 0.071126
141 | 0.99442 | -0.16587 | 0.12048 | 0.05835
142 | 0.99446 | -0.16382 | 0 | 0
143 | 0.99451 | -0.16358 | 0 | 0
144 | 0.99445 | -0.16426 | 0.081261 | 0.039356
145 | 0.9943 | -0.17248 | 0 | 0
146 | 0.9943 | -0.17242 | 0.16262 | 0.078762
147 | 0.9948 | -0.15759 | 0.10877 | 0.052681
148 | 0.99481 | -0.15728 | 0.092001 | 0.044558
149 | 0.99482 | -0.15724 | 0 | 0
150 | 0.9948 | -0.15717 | 0 | 0
151 | 0.99483 | -0.15711 | 0 | 0
152 | 0.99541 | -0.14524 | 0 | 0
153 | 0.99389 | -0.18592 | 0.085851 | 0.041579
154 | 0.9943 | -0.17247 | 0.086141 | 0.04172
155 | 0.9957 | -0.1408 | 0.058862 | 0.028508
156 | 0.99568 | -0.14091 | 0 | 0
157 | 0.99586 | -0.13098 | 0 | 0
158 | 0.9955 | -0.15165 | 0.12277 | 0.059459
159 | 0.99586 | -0.131 | 0 | 0
160 | 0.99549 | -0.1517 | 0 | 0
161 | 0.99541 | -0.15645 | 0.22224 | 0.10764
162 | 0.99502 | -0.16187 | 0.15126 | 0.073257
163 | 0.99502 | -0.16184 | 0.072826 | 0.035271
164 | 0.99504 | -0.16202 | 0 | 0
165 | 0.99529 | -0.16371 | 0 | 0
166 | 0.99529 | -0.16411 | 0.1468 | 0.071097
167 | 0.99097 | -0.28751 | 0 | 0
168 | 0.99083 | -0.29039 | 0.068271 | 0.033065
169 | 0.98927 | -0.30463 | 0 | 0
170 | 0.98919 | -0.30389 | 0.68711 | 0.33278
171 | 0.9905 | -0.31028 | 0 | 0
172 | 0.9905 | -0.31028 | 0.15708 | 0.076079
173 | 0.99478 | -0.157 | 0.38765 | 0.18775
174 | 0.99586 | -0.13099 | 0.087294 | 0.042278
175 | 0.99997 | 149.9981 | 0 | 0

## res_line
| p_from_mw | q_from_mvar | p_to_mw | q_to_mvar | pl_mw | ql_mvar | i_from_ka | i_to_ka | i_ka | vm_from_pu | va_from_degree | vm_to_pu | va_to_degree | loading_percent
0 | -0.95403 | -0.32564 | 0.95403 | 0.32508 | 2.428e-06 | -0.0005572 | 0.029415 | 0.02941 | 0.029415 | 0.98931 | -0.36677 | 0.98931 | -0.36674 | 4.6105
1 | 0.81665 | 0.2591 | -0.81665 | -0.26118 | 6.5368e-06 | -0.0020762 | 0.025 | 0.025019 | 0.025019 | 0.98931 | -0.36677 | 0.9893 | -0.36687 | 3.9214
2 | -0.95403 | -0.32508 | 0.95406 | 0.31834 | 2.929e-05 | -0.0067376 | 0.02941 | 0.029347 | 0.02941 | 0.98931 | -0.36674 | 0.98934 | -0.36638 | 4.6097
3 | 0.81665 | 0.26118 | -0.81653 | -0.29649 | 0.00011272 | -0.035309 | 0.025019 | 0.025352 | 0.025352 | 0.9893 | -0.36687 | 0.98915 | -0.36844 | 3.9737
4 | -1.0306 | -0.3554 | 1.031 | 0.35491 | 0.00045923 | -0.00048752 | 0.031808 | 0.031792 | 0.031808 | 0.98934 | -0.36638 | 0.9901 | -0.31289 | 4.9315
5 | 0.81653 | 0.29649 | -0.81652 | -0.30139 | 1.5904e-05 | -0.0049045 | 0.025352 | 0.025401 | 0.025401 | 0.98915 | -0.36844 | 0.98913 | -0.36864 | 3.9814
6 | -1.1092 | -0.39276 | 1.1092 | 0.39246 | 1.7652e-06 | -0.00029797 | 0.034307 | 0.034304 | 0.034307 | 0.9901 | -0.31289 | 0.9901 | -0.31287 | 5.3772
7 | -1.2975 | -0.48367 | 1.2975 | 0.47715 | 5.3473e-05 | -0.0065205 | 0.040373 | 0.040306 | 0.040373 | 0.9901 | -0.31287 | 0.99015 | -0.31247 | 6.328
8 | 0.66115 | 0.22615 | -0.66113 | -0.23876 | 2.656e-05 | -0.012615 | 0.020393 | 0.020515 | 0.020515 | 0.98913 | -0.36864 | 0.98909 | -0.36907 | 3.2156
9 | 0.54197 | 0.18287 | -0.54192 | -0.21457 | 4.5264e-05 | -0.031694 | 0.016694 | 0.017013 | 0.017013 | 0.98909 | -0.36907 | 0.989 | -0.3699 | 2.6666
10 | 0.11916 | 0.055893 | -0.11912 | -0.057692 | 4.1344e-05 | -0.0017992 | 0.0038414 | 0.0038643 | 0.0038643 | 0.98909 | -0.36907 | 0.98873 | -0.37149 | 1.8401
11 | 0.54192 | 0.21457 | -0.54192 | -0.21915 | 6.6963e-06 | -0.0045844 | 0.017013 | 0.017062 | 0.017062 | 0.989 | -0.3699 | 0.98899 | -0.37 | 2.6744
12 | 0.40154 | 0.15116 | -0.40154 | -0.15243 | 9.9668e-07 | -0.001262 | 0.012524 | 0.012537 | 0.012537 | 0.98899 | -0.37 | 0.98899 | -0.37002 | 1.965
13 | 0.40154 | 0.15243 | -0.40147 | -0.15399 | 7.3025e-05 | -0.0015602 | 0.012537 | 0.012555 | 0.012555 | 0.98899 | -0.37002 | 0.98867 | -0.39101 | 1.9465
14 | 0.2444 | 0.10103 | -0.24439 | -0.1086 | 2.2964e-06 | -0.0075693 | 0.0077217 | 0.0078088 | 0.0078088 | 0.98867 | -0.39101 | 0.98866 | -0.39107 | 1.2239
15 | 0.15707 | 0.052955 | -0.15704 | -0.074265 | 2.9864e-05 | -0.02131 | 0.0048398 | 0.0050732 | 0.0050732 | 0.98867 | -0.39101 | 0.98849 | -0.38999 | 2.306
16 | 0.15123 | 0.063481 | -0.15123 | -0.06369 | 1.286e-06 | -0.00020864 | 0.0047891 | 0.0047915 | 0.0047915 | 0.98866 | -0.39107 | 0.98864 | -0.39201 | 0.74287
17 | 0.15704 | 0.074265 | -0.15704 | -0.076057 | 2.6519e-06 | -0.0017919 | 0.0050732 | 0.0050958 | 0.0050958 | 0.98849 | -0.38999 | 0.98847 | -0.38985 | 2.3163
18 | 0.15123 | 0.06369 | -0.15122 | -0.073043 | 1.2573e-05 | -0.0093538 | 0.0047915 | 0.004904 | 0.004904 | 0.98864 | -0.39201 | 0.98857 | -0.39139 | 2.2291
19 | 0.15122 | 0.073043 | -0.15122 | -0.073239 | 2.7004e-07 | -0.00019608 | 0.004904 | 0.0049065 | 0.0049065 | 0.98857 | -0.39139 | 0.98857 | -0.39138 | 2.2302
20 | -0.1452 | -0.070324 | 0.1452 | 0.07025 | 2.5647e-06 | -7.4306e-05 | 0.0047076 | 0.0047066 | 0.0047076 | 0.98932 | -0.30584 | 0.98934 | -0.30573 | 2.2417
21 | -0.22086 | -0.10689 | 0.22086 | 0.10685 | 3.4158e-06 | -4.1569e-05 | 0.0071595 | 0.0071589 | 0.0071595 | 0.98934 | -0.30573 | 0.98936 | -0.30562 | 3.4093
22 | -0.33993 | -0.16452 | 0.33993 | 0.16432 | 1.3548e-06 | -0.00019498 | 0.011019 | 0.011017 | 0.011019 | 0.98936 | -0.30562 | 0.98936 | -0.30566 | 5.0087
23 | -4.1665 | -1.7901 | 4.1672 | 1.7757 | 0.00063465 | -0.014451 | 0.13188 | 0.13171 | 0.13188 | 0.99263 | -0.22714 | 0.99281 | -0.22352 | 15.6628
24 | 4.0653 | 1.7411 | -4.0607 | -1.7364 | 0.0045799 | 0.0046527 | 0.12861 | 0.12864 | 0.12864 | 0.99263 | -0.22714 | 0.9911 | -0.28281 | 15.6873
25 | -4.1672 | -1.7757 | 4.1701 | 1.7787 | 0.0029721 | 0.0030751 | 0.13171 | 0.13169 | 0.13171 | 0.99281 | -0.22352 | 0.99378 | -0.18821 | 16.0621
26 | 0.073153 | 0.021098 | -0.073152 | -0.021258 | 5.8962e-07 | -0.00016045 | 0.0022176 | 0.0022189 | 0.0022189 | 0.9911 | -0.28281 | 0.99109 | -0.28317 | 0.63396
27 | 3.9198 | 1.6825 | -3.9195 | -1.6822 | 0.00037369 | 0.00036835 | 0.12425 | 0.12425 | 0.12425 | 0.9911 | -0.28281 | 0.99097 | -0.28751 | 15.1522
28 | -0.33993 | -0.16432 | 0.34002 | 0.15115 | 9.0125e-05 | -0.013173 | 0.011017 | 0.010855 | 0.011017 | 0.98936 | -0.30566 | 0.98961 | -0.30775 | 5.0076
29 | 1.2187 | 0.58139 | -1.2185 | -0.58423 | 0.00025889 | -0.0028425 | 0.039389 | 0.039426 | 0.039426 | 0.98961 | -0.30775 | 0.98941 | -0.30595 | 17.9209
30 | -1.5587 | -0.73254 | 1.5597 | 0.72645 | 0.00091456 | -0.0060882 | 0.050241 | 0.050162 | 0.050241 | 0.98961 | -0.30775 | 0.99015 | -0.31247 | 22.8367
31 | 0.073151 | 0.035148 | -0.073151 | -0.035429 | 8.9324e-08 | -0.00028039 | 0.0023639 | 0.0023675 | 0.0023675 | 0.99107 | -0.28341 | 0.99107 | -0.2834 | 1.0761
32 | -0.073151 | -0.035148 | 0.073152 | 0.021258 | 1.0383e-06 | -0.01389 | 0.0023639 | 0.0022189 | 0.0023639 | 0.99107 | -0.28341 | 0.99109 | -0.28317 | 0.65302
33 | -0.39258 | -0.18862 | 0.39258 | 0.18797 | 6.0514e-06 | -0.00065677 | 0.012698 | 0.012689 | 0.012698 | 0.99018 | -0.31206 | 0.99019 | -0.31219 | 5.7717
34 | 0.24772 | 0.11847 | -0.24772 | -0.11998 | 5.5252e-06 | -0.0015065 | 0.0080055 | 0.0080245 | 0.0080245 | 0.99018 | -0.31206 | 0.99015 | -0.31187 | 3.6475
35 | 2.8573 | 1.2009 | -2.8572 | -1.2036 | 0.000114 | -0.0027184 | 0.090359 | 0.09039 | 0.09039 | 0.99019 | -0.31219 | 0.99015 | -0.31247 | 14.1678
36 | -3.2499 | -1.3888 | 3.2501 | 1.3845 | 0.00023932 | -0.0043621 | 0.10304 | 0.10298 | 0.10304 | 0.99019 | -0.31219 | 0.99027 | -0.31171 | 16.1497
37 | -3.4276 | -1.4699 | 3.4277 | 1.4681 | 0.00010681 | -0.0017422 | 0.10872 | 0.1087 | 0.10872 | 0.99027 | -0.31171 | 0.9903 | -0.3115 | 17.0404
38 | 0.17741 | 0.085371 | -0.17741 | -0.085831 | 8.6711e-07 | -0.00046093 | 0.0057394 | 0.0057453 | 0.0057453 | 0.99027 | -0.31171 | 0.99026 | -0.31166 | 2.6115
39 | -3.6922 | -1.5962 | 3.6923 | 1.5945 | 0.00012411 | -0.0017305 | 0.11726 | 0.11724 | 0.11726 | 0.9903 | -0.3115 | 0.99033 | -0.31129 | 18.3789
40 | 0.083607 | 0.0404 | -0.083607 | -0.040493 | 3.8845e-08 | -9.295e-05 | 0.0027069 | 0.0027081 | 0.0027081 | 0.99026 | -0.31166 | 0.99026 | -0.31166 | 1.2309
41 | 0.68727 | 0.32696 | -0.68716 | -0.33072 | 0.00010698 | -0.0037582 | 0.022206 | 0.022253 | 0.022253 | 0.98941 | -0.30595 | 0.98927 | -0.30463 | 10.1152
42 | -3.6923 | -1.5945 | 3.6929 | 1.5863 | 0.00058624 | -0.0081846 | 0.11724 | 0.11714 | 0.11724 | 0.99033 | -0.31129 | 0.9905 | -0.31028 | 18.3756
43 | -0.059355 | -0.028747 | 0.059367 | 0.026576 | 1.2083e-05 | -0.0021713 | 0.0019226 | 0.0018958 | 0.0019226 | 0.99023 | -0.34688 | 0.99045 | -0.34534 | 0.91552
44 | -0.30094 | -0.13797 | 0.30095 | 0.11983 | 8.2829e-06 | -0.018143 | 0.009649 | 0.0094409 | 0.009649 | 0.99045 | -0.34534 | 0.99047 | -0.34516 | 1.5124
45 | 0.24157 | 0.1114 | -0.24157 | -0.11695 | 1.6877e-06 | -0.00555 | 0.0077534 | 0.0078225 | 0.0078225 | 0.99045 | -0.34534 | 0.99044 | -0.34537 | 1.2261
46 | -0.94036 | -0.29046 | 0.94037 | 0.28726 | 1.3203e-05 | -0.0031967 | 0.028685 | 0.028657 | 0.028685 | 0.99047 | -0.34516 | 0.99049 | -0.34498 | 4.496
47 | 0.63941 | 0.17063 | -0.63937 | -0.19422 | 4.4467e-05 | -0.023592 | 0.019288 | 0.019477 | 0.019477 | 0.99047 | -0.34516 | 0.9904 | -0.34619 | 3.0528
48 | 0.097072 | 0.046963 | -0.097072 | -0.047014 | 1.3488e-07 | -5.1488e-05 | 0.003143 | 0.0031437 | 0.0031437 | 0.99044 | -0.34537 | 0.99044 | -0.34551 | 0.48739
49 | 1.8627 | 0.66126 | -1.8627 | -0.66434 | 5.1667e-05 | -0.003082 | 0.057576 | 0.057606 | 0.057606 | 0.99105 | -0.32732 | 0.99102 | -0.32761 | 9.0291
50 | -1.9888 | -0.72232 | 1.9889 | 0.71913 | 6.1281e-05 | -0.0031892 | 0.061633 | 0.061601 | 0.061633 | 0.99105 | -0.32732 | 0.99108 | -0.327 | 9.6603
51 | 1.8627 | 0.66434 | -1.8626 | -0.66903 | 7.8667e-05 | -0.0046859 | 0.057606 | 0.057652 | 0.057652 | 0.99102 | -0.32761 | 0.99097 | -0.32805 | 9.0364
52 | -1.9889 | -0.71913 | 1.9893 | 0.69596 | 0.00044315 | -0.023168 | 0.061601 | 0.061372 | 0.061601 | 0.99108 | -0.327 | 0.99132 | -0.32465 | 9.6553
53 | 1.7919 | 0.63481 | -1.7919 | -0.63837 | 5.5184e-05 | -0.0035597 | 0.055379 | 0.055414 | 0.055414 | 0.99097 | -0.32805 | 0.99094 | -0.32837 | 8.6856
54 | -2.1463 | -0.77194 | 2.1468 | 0.75106 | 0.00046531 | -0.020884 | 0.066422 | 0.066216 | 0.066422 | 0.99132 | -0.32465 | 0.99155 | -0.32235 | 10.4109
55 | 0.15704 | 0.075977 | -0.15703 | -0.076055 | 5.424e-07 | -7.8498e-05 | 0.00508 | 0.005081 | 0.005081 | 0.99132 | -0.32465 | 0.99131 | -0.32501 | 0.78776
56 | 0.63937 | 0.19422 | -0.63933 | -0.21403 | 3.8054e-05 | -0.01981 | 0.019477 | 0.019652 | 0.019652 | 0.9904 | -0.34619 | 0.99034 | -0.34694 | 3.0803
57 | 0.13421 | 0.06226 | -0.13421 | -0.063792 | 1.6318e-06 | -0.0015318 | 0.0043126 | 0.0043316 | 0.0043316 | 0.99034 | -0.34694 | 0.99033 | -0.34684 | 1.9689
58 | 0.50512 | 0.15177 | -0.50511 | -0.15667 | 5.8238e-06 | -0.0048973 | 0.015374 | 0.015416 | 0.015416 | 0.99034 | -0.34694 | 0.99032 | -0.3471 | 2.4163
59 | 0.13421 | 0.063792 | -0.13421 | -0.065 | 1.2977e-06 | -0.0012086 | 0.0043316 | 0.0043468 | 0.0043468 | 0.99033 | -0.34684 | 0.99032 | -0.34676 | 1.9758
60 | 0.41193 | 0.11154 | -0.41193 | -0.11605 | 3.5109e-06 | -0.0045097 | 0.01244 | 0.012475 | 0.012475 | 0.99032 | -0.3471 | 0.99032 | -0.34723 | 1.9553
61 | -1.0287 | -0.33004 | 1.0287 | 0.3287 | 6.7077e-06 | -0.0013464 | 0.031487 | 0.031475 | 0.031487 | 0.99049 | -0.34498 | 0.9905 | -0.34489 | 4.9352
62 | 1.7919 | 0.63837 | -1.7917 | -0.64905 | 0.0001659 | -0.010673 | 0.055414 | 0.05552 | 0.05552 | 0.99094 | -0.32837 | 0.99084 | -0.32933 | 8.7022
63 | -2.1468 | -0.75106 | 2.1469 | 0.74688 | 9.2673e-05 | -0.0041761 | 0.066216 | 0.066175 | 0.066216 | 0.99155 | -0.32235 | 0.99159 | -0.32188 | 10.3787
64 | -2.2287 | -0.78648 | 2.2287 | 0.78623 | 5.9693e-06 | -0.00024876 | 0.068803 | 0.0688 | 0.068803 | 0.99159 | -0.32188 | 0.99159 | -0.32185 | 10.7841
65 | 0.41193 | 0.11605 | -0.41192 | -0.13082 | 1.1649e-05 | -0.014778 | 0.012475 | 0.012599 | 0.012599 | 0.99032 | -0.34723 | 0.99029 | -0.34762 | 1.9747
66 | -1.0287 | -0.3287 | 1.0287 | 0.3274 | 6.4451e-06 | -0.0012947 | 0.031475 | 0.031463 | 0.031475 | 0.9905 | -0.34489 | 0.9905 | -0.34481 | 4.9334
67 | 0.15547 | 0.05949 | -0.15547 | -0.075203 | 1.918e-06 | -0.015713 | 0.0048497 | 0.0050315 | 0.0050315 | 0.99084 | -0.32933 | 0.99083 | -0.32941 | 0.78864
68 | 1.6363 | 0.58956 | -1.6362 | -0.59344 | 5.0374e-05 | -0.0038852 | 0.050671 | 0.05071 | 0.05071 | 0.99084 | -0.32933 | 0.99081 | -0.32965 | 7.9483
69 | -2.2287 | -0.78623 | 2.2288 | 0.78032 | 0.00014173 | -0.0059121 | 0.0688 | 0.068742 | 0.0688 | 0.99159 | -0.32185 | 0.99166 | -0.32117 | 10.7837
70 | -1.0287 | -0.3274 | 1.0288 | 0.32271 | 2.3313e-05 | -0.0046913 | 0.031463 | 0.031422 | 0.031463 | 0.9905 | -0.34481 | 0.99053 | -0.34452 | 4.9316
71 | -1.1492 | -0.38103 | 1.1492 | 0.381 | 8.1751e-05 | -2.9678e-05 | 0.035284 | 0.035281 | 0.035284 | 0.99053 | -0.34452 | 0.99065 | -0.33586 | 5.4703
72 | -1.5035 | -0.54079 | 1.5037 | 0.52921 | 0.00012617 | -0.011572 | 0.046561 | 0.046447 | 0.046561 | 0.99065 | -0.33586 | 0.99074 | -0.33498 | 7.2979
73 | 0.35429 | 0.15979 | -0.35429 | -0.16216 | 1.529e-06 | -0.0023719 | 0.011325 | 0.011354 | 0.011354 | 0.99065 | -0.33586 | 0.99064 | -0.33589 | 1.7796
74 | 0.15547 | 0.075203 | -0.15547 | -0.075295 | 6.2727e-07 | -9.2476e-05 | 0.0050315 | 0.0050327 | 0.0050327 | 0.99083 | -0.32941 | 0.99082 | -0.32982 | 0.78027
75 | 1.5037 | 0.52928 | -1.5037 | -0.52921 | 6.7303e-05 | 6.2403e-05 | 0.046446 | 0.046447 | 0.046447 | 0.99081 | -0.32965 | 0.99074 | -0.33498 | 7.2011
76 | -0.19903 | -0.093074 | 0.19903 | 0.091379 | 3.4713e-07 | -0.0016949 | 0.0064028 | 0.0063821 | 0.0064028 | 0.99061 | -0.33736 | 0.99061 | -0.33735 | 1.0036
77 | 0.11753 | 0.0536 | -0.11753 | -0.056354 | 1.9734e-07 | -0.0027542 | 0.0037643 | 0.0037983 | 0.0037983 | 0.99061 | -0.33736 | 0.99061 | -0.33736 | 0.59534
78 | -0.19903 | -0.091379 | 0.19903 | 0.08721 | 8.4447e-07 | -0.0041693 | 0.0063821 | 0.0063323 | 0.0063821 | 0.99061 | -0.33735 | 0.99062 | -0.33733 | 1.0003
79 | 0.11753 | 0.056354 | -0.11753 | -0.05681 | 3.2985e-08 | -0.00045544 | 0.0037983 | 0.003804 | 0.003804 | 0.99061 | -0.33736 | 0.99061 | -0.33737 | 0.59624
80 | -0.19903 | -0.08721 | 0.19904 | 0.086966 | 2.6456e-06 | -0.0002437 | 0.0063323 | 0.0063294 | 0.0063323 | 0.99062 | -0.33733 | 0.99064 | -0.33589 | 0.98176
81 | 0.11753 | 0.05681 | -0.11753 | -0.056921 | 4.2883e-07 | -0.0001114 | 0.003804 | 0.0038055 | 0.0038055 | 0.99061 | -0.33737 | 0.9906 | -0.33774 | 0.58999
82 | 0.41192 | 0.13082 | -0.41191 | -0.134 | 2.533e-06 | -0.0031736 | 0.012599 | 0.012627 | 0.012627 | 0.99029 | -0.34762 | 0.99028 | -0.3477 | 1.9792
83 | 0.26588 | 0.063269 | -0.26587 | -0.068389 | 1.6373e-06 | -0.0051202 | 0.0079669 | 0.0080028 | 0.0080028 | 0.99028 | -0.3477 | 0.99027 | -0.3478 | 1.2544
84 | 0.26587 | 0.068389 | -0.26585 | -0.12573 | 1.9582e-05 | -0.057342 | 0.0080028 | 0.0085736 | 0.0085736 | 0.99027 | -0.3478 | 0.99019 | -0.34854 | 1.3438
85 | 0.26585 | 0.12573 | -0.26585 | -0.12595 | 4.3999e-06 | -0.00021533 | 0.0085736 | 0.0085765 | 0.0085765 | 0.99019 | -0.34854 | 0.99016 | -0.35026 | 1.3297
86 | 0.14687 | 0.068321 | -0.14686 | -0.070214 | 1.1358e-05 | -0.0018928 | 0.0047225 | 0.0047464 | 0.0047464 | 0.99016 | -0.35026 | 0.99002 | -0.35829 | 0.73587
87 | 0.14686 | 0.070214 | -0.14686 | -0.071126 | 1.1754e-06 | -0.00091202 | 0.0047464 | 0.0047579 | 0.0047579 | 0.99002 | -0.35829 | 0.99002 | -0.35822 | 2.1627
88 | -0.14172 | -0.068636 | 0.14172 | 0.068509 | 7.0873e-07 | -0.00012738 | 0.0045767 | 0.004575 | 0.0045767 | 0.9932 | -0.21585 | 0.99321 | -0.21534 | 0.70956
89 | -2.5165 | -0.92271 | 2.5172 | 0.90097 | 0.00066708 | -0.021741 | 0.077904 | 0.077685 | 0.077904 | 0.99321 | -0.21534 | 0.99349 | -0.21265 | 12.2106
90 | 2.3748 | 0.8542 | -2.3727 | -0.84999 | 0.002124 | 0.0042065 | 0.073352 | 0.073367 | 0.073367 | 0.99321 | -0.21534 | 0.99166 | -0.32117 | 11.3747
91 | -2.7297 | -0.99963 | 2.7301 | 0.98728 | 0.00044714 | -0.012348 | 0.084466 | 0.084341 | 0.084466 | 0.99349 | -0.21265 | 0.99366 | -0.211 | 13.2392
92 | 0.2125 | 0.098661 | -0.2125 | -0.099691 | 2.7112e-06 | -0.00103 | 0.0068076 | 0.0068203 | 0.0068203 | 0.99349 | -0.21265 | 0.99348 | -0.21254 | 3.1001
93 | -3.2913 | -1.2424 | 3.2915 | 1.235 | 0.00019026 | -0.0073401 | 0.1022 | 0.10213 | 0.1022 | 0.99366 | -0.211 | 0.99373 | -0.20942 | 12.1381
94 | 0.31404 | 0.15041 | -0.31404 | -0.15053 | 3.4302e-06 | -0.00011891 | 0.010116 | 0.010118 | 0.010118 | 0.99366 | -0.211 | 0.99364 | -0.21212 | 1.5686
95 | 0.24712 | 0.10468 | -0.24712 | -0.10504 | 3.0812e-06 | -0.00035884 | 0.0077968 | 0.0078009 | 0.0078009 | 0.99366 | -0.211 | 0.99364 | -0.21162 | 0.95133
96 | 0.14011 | 0.06463 | -0.1401 | -0.067089 | 2.8197e-06 | -0.0024588 | 0.0044833 | 0.0045137 | 0.0045137 | 0.99348 | -0.21254 | 0.99346 | -0.21238 | 2.0517
97 | -3.2915 | -1.235 | 3.2916 | 1.2317 | 8.4955e-05 | -0.0032815 | 0.10213 | 0.10209 | 0.10213 | 0.99373 | -0.20942 | 0.99376 | -0.20872 | 12.1289
98 | 0.23645 | 0.11295 | -0.23645 | -0.11301 | 9.7181e-07 | -6.1478e-05 | 0.0076131 | 0.0076139 | 0.0076139 | 0.99364 | -0.21212 | 0.99363 | -0.21254 | 1.1804
99 | 0.12212 | 0.0445 | -0.12212 | -0.049474 | 1.7438e-07 | -0.0049745 | 0.0037759 | 0.0038278 | 0.0038278 | 0.99364 | -0.21162 | 0.99364 | -0.21165 | 0.45461
100 | -3.4007 | -1.2846 | 3.4007 | 1.2832 | 3.8899e-05 | -0.0014028 | 0.1056 | 0.10558 | 0.1056 | 0.99376 | -0.20872 | 0.99377 | -0.20841 | 12.5413
101 | 0.1401 | 0.067089 | -0.1401 | -0.067854 | 8.8564e-07 | -0.0007654 | 0.0045137 | 0.0045234 | 0.0045234 | 0.99346 | -0.21238 | 0.99345 | -0.21233 | 2.0561
102 | 3.4047 | 1.2864 | -3.4007 | -1.2832 | 0.0039715 | 0.0031898 | 0.10556 | 0.10558 | 0.10558 | 0.99534 | -0.14577 | 0.99377 | -0.20841 | 12.876
103 | 0.081338 | 0.039212 | -0.081337 | -0.039393 | 3.2637e-07 | -0.00018151 | 0.0026188 | 0.0026211 | 0.0026211 | 0.99534 | -0.14577 | 0.99534 | -0.14618 | 0.40638
104 | -3.5937 | -1.3778 | 3.5938 | 1.3735 | 0.00013135 | -0.0042417 | 0.11162 | 0.11158 | 0.11162 | 0.99534 | -0.14577 | 0.99539 | -0.14479 | 13.257
105 | -3.5938 | -1.3735 | 3.5951 | 1.3343 | 0.0012092 | -0.039234 | 0.11158 | 0.11117 | 0.11158 | 0.99539 | -0.14479 | 0.99578 | -0.13565 | 13.2517
106 | 0.16181 | 0.076862 | -0.16181 | -0.078366 | 2.3161e-06 | -0.0015038 | 0.0052044 | 0.0052233 | 0.0052233 | 0.99363 | -0.21254 | 0.99362 | -0.21242 | 2.3742
107 | -0.12212 | -0.059143 | 0.12212 | 0.049474 | 3.5363e-07 | -0.009669 | 0.0039419 | 0.0038278 | 0.0039419 | 0.99364 | -0.21172 | 0.99364 | -0.21165 | 0.46816
108 | 4.9419 | 1.9021 | -4.9417 | -1.9058 | 0.00022327 | -0.0037201 | 0.15347 | 0.15351 | 0.15351 | 0.99604 | -0.12629 | 0.99598 | -0.12749 | 18.2319
109 | -5.1011 | -1.9792 | 5.1021 | 1.9803 | 0.00098174 | 0.00114 | 0.15858 | 0.15858 | 0.15858 | 0.99604 | -0.12629 | 0.9963 | -0.11613 | 19.3389
110 | 1.1014 | 0.4715 | -1.1014 | -0.47984 | 2.4425e-05 | -0.0083435 | 0.034725 | 0.034821 | 0.034821 | 0.99598 | -0.12749 | 0.99596 | -0.12801 | 4.1355
111 | 3.8403 | 1.4343 | -3.8397 | -1.4338 | 0.00058049 | 0.00054424 | 0.11882 | 0.11882 | 0.11882 | 0.99598 | -0.12749 | 0.99578 | -0.13565 | 14.4903
112 | -11.2761 | -4.6158 | 11.2809 | 4.6041 | 0.004857 | -0.011708 | 0.35303 | 0.35286 | 0.35303 | 0.9963 | -0.11613 | 0.9968 | -0.10536 | 41.9281
113 | 0.24808 | 0.11494 | -0.24807 | -0.11523 | 4.9974e-06 | -0.00029246 | 0.007922 | 0.0079257 | 0.0079257 | 0.9963 | -0.11613 | 0.99626 | -0.11824 | 1.2288
114 | 5.9259 | 2.5205 | -5.9229 | -2.5168 | 0.002978 | 0.0036953 | 0.18659 | 0.1866 | 0.1866 | 0.9963 | -0.11613 | 0.99561 | -0.14108 | 22.7556
115 | 1.1014 | 0.47984 | -1.1014 | -0.4865 | 1.9607e-05 | -0.0066639 | 0.034821 | 0.034899 | 0.034899 | 0.99596 | -0.12801 | 0.99594 | -0.12842 | 4.1447
116 | 0.24469 | 0.099478 | -0.24469 | -0.10124 | 5.1529e-07 | -0.0017672 | 0.0076572 | 0.0076767 | 0.0076767 | 0.99578 | -0.13565 | 0.99578 | -0.13567 | 1.2032
117 | 0.077137 | 0.015145 | -0.077137 | -0.034634 | 2.5885e-07 | -0.019489 | 0.0022766 | 0.0024487 | 0.0024487 | 0.9968 | -0.10536 | 0.9968 | -0.10547 | 0.29082
118 | -11.7525 | -4.8051 | 11.7672 | 4.8257 | 0.014768 | 0.020591 | 0.3677 | 0.36769 | 0.3677 | 0.9968 | -0.10536 | 0.99851 | -0.041382 | 44.8417
119 | 0.26081 | 0.1216 | -0.2608 | -0.12162 | 7.4908e-07 | -1.8376e-05 | 0.0083335 | 0.0083338 | 0.0083338 | 0.9968 | -0.10536 | 0.9968 | -0.1055 | 2.0326
120 | 0.13362 | 0.064338 | -0.13362 | -0.064714 | 1.8315e-06 | -0.00037663 | 0.0042949 | 0.0042997 | 0.0042997 | 0.9968 | -0.10536 | 0.99678 | -0.10677 | 0.66661
121 | 0.16972 | 0.077282 | -0.16972 | -0.078902 | 6.7347e-07 | -0.0016196 | 0.0054037 | 0.0054233 | 0.0054233 | 0.99626 | -0.11824 | 0.99626 | -0.11829 | 1.4981
122 | 5.9229 | 2.5168 | -5.9228 | -2.5186 | 0.00016476 | -0.0018069 | 0.1866 | 0.18662 | 0.18662 | 0.99561 | -0.14108 | 0.99558 | -0.14174 | 22.1636
123 | 0.077137 | 0.034634 | -0.077137 | -0.037359 | 3.9921e-08 | -0.0027251 | 0.0024487 | 0.0024821 | 0.0024821 | 0.9968 | -0.10547 | 0.9968 | -0.10548 | 0.29479
124 | -11.7672 | -4.8257 | 11.7725 | 4.8331 | 0.0053011 | 0.0073908 | 0.36769 | 0.36769 | 0.36769 | 0.99851 | -0.041382 | 0.99913 | -0.018467 | 44.8407
125 | 0.15997 | 0.072781 | -0.15997 | -0.073169 | 5.6621e-07 | -0.00038788 | 0.0050898 | 0.0050944 | 0.0050944 | 0.9968 | -0.1055 | 0.9968 | -0.10547 | 2.3156
126 | 0.11906 | 0.0427 | -0.11906 | -0.057569 | 1.0344e-06 | -0.014869 | 0.0036668 | 0.0038339 | 0.0038339 | 0.99578 | -0.13568 | 0.99577 | -0.13574 | 0.60092
127 | -0.11906 | -0.0427 | 0.11906 | 0.040402 | 1.5229e-07 | -0.0022974 | 0.0036668 | 0.0036449 | 0.0036668 | 0.99578 | -0.13568 | 0.99578 | -0.13567 | 0.57474
128 | 0.11906 | 0.057569 | -0.11906 | -0.057663 | 3.6464e-07 | -9.4233e-05 | 0.0038339 | 0.0038351 | 0.0038351 | 0.99577 | -0.13574 | 0.99576 | -0.13606 | 0.59459
129 | 0.99544 | 0.43521 | -0.99539 | -0.43551 | 5.1297e-05 | -0.00029834 | 0.03149 | 0.031495 | 0.031495 | 0.99594 | -0.12842 | 0.99587 | -0.13092 | 3.8408
130 | 0.86232 | 0.37106 | -0.86232 | -0.37217 | 1.9964e-06 | -0.0011139 | 0.027212 | 0.027225 | 0.027225 | 0.99587 | -0.13092 | 0.99586 | -0.13098 | 3.2334
131 | -0.095964 | -0.046477 | 0.095964 | 0.045451 | 5.4966e-07 | -0.0010262 | 0.0030896 | 0.0030768 | 0.0030896 | 0.99624 | -0.11819 | 0.99625 | -0.11824 | 1.4044
132 | -0.16972 | -0.07963 | 0.16972 | 0.078902 | 1.2083e-06 | -0.00072768 | 0.0054322 | 0.0054233 | 0.0054322 | 0.99625 | -0.11824 | 0.99626 | -0.11829 | 2.4692
133 | 0.073756 | 0.034178 | -0.073756 | -0.035283 | 3.4715e-07 | -0.0011042 | 0.0023555 | 0.0023691 | 0.0023691 | 0.99625 | -0.11824 | 0.99625 | -0.1182 | 1.0769
134 | 0.073756 | 0.035283 | -0.073755 | -0.035721 | 1.3907e-07 | -0.00043876 | 0.0023691 | 0.0023746 | 0.0023746 | 0.99625 | -0.1182 | 0.99624 | -0.11818 | 1.0794
135 | 0.15997 | 0.073169 | -0.15997 | -0.076234 | 4.5125e-06 | -0.0030658 | 0.0050944 | 0.005132 | 0.005132 | 0.9968 | -0.10547 | 0.99677 | -0.10524 | 2.3327
136 | 0.15997 | 0.076234 | -0.15997 | -0.077475 | 1.8447e-06 | -0.0012402 | 0.005132 | 0.0051476 | 0.0051476 | 0.99677 | -0.10524 | 0.99676 | -0.10514 | 2.3398
137 | 5.7379 | 2.4291 | -5.7374 | -2.4351 | 0.00050487 | -0.0059339 | 0.18067 | 0.18074 | 0.18074 | 0.99558 | -0.14174 | 0.99548 | -0.14385 | 21.4659
138 | -11.9138 | -4.9015 | 11.914 | 4.9011 | 0.00019578 | -0.00040924 | 0.37222 | 0.37221 | 0.37222 | 0.99913 | -0.018467 | 0.99915 | -0.018059 | 44.2063
139 | 5.5759 | 2.3568 | -5.5756 | -2.3609 | 0.00032236 | -0.0040306 | 0.17554 | 0.17559 | 0.17559 | 0.99548 | -0.14385 | 0.99541 | -0.14524 | 20.8544
140 | 11.9227 | 4.883 | -11.9209 | -4.8867 | 0.0017694 | -0.0037144 | 0.37193 | 0.37198 | 0.37198 | 1 | 0 | 0.99983 | -0.003701 | 44.1786
141 | 11.9209 | 4.8867 | -11.914 | -4.9011 | 0.0068788 | -0.014406 | 0.37198 | 0.37221 | 0.37221 | 0.99983 | -0.003701 | 0.99915 | -0.018059 | 44.2056
142 | -4.2881 | -1.8359 | 4.2884 | 1.8294 | 0.00029951 | -0.006456 | 0.1355 | 0.13542 | 0.1355 | 0.99378 | -0.18821 | 0.99386 | -0.18655 | 16.0923
143 | -4.4444 | -1.905 | 4.4446 | 1.9026 | 0.00011839 | -0.0023668 | 0.14045 | 0.14042 | 0.14045 | 0.99386 | -0.18655 | 0.99389 | -0.18592 | 16.6807
144 | -0.12048 | -0.05835 | 0.12048 | 0.057745 | 2.4057e-06 | -0.00060474 | 0.003886 | 0.0038783 | 0.003886 | 0.99442 | -0.16587 | 0.99446 | -0.16382 | 0.60248
145 | -0.45053 | -0.21512 | 0.45055 | 0.19466 | 2.101e-05 | -0.020458 | 0.014492 | 0.014246 | 0.014492 | 0.99446 | -0.16382 | 0.99451 | -0.16358 | 2.2715
146 | 0.081261 | 0.039164 | -0.081261 | -0.039356 | 3.4566e-07 | -0.00019193 | 0.0026186 | 0.002621 | 0.002621 | 0.99446 | -0.16382 | 0.99445 | -0.16426 | 0.40635
147 | 0.24879 | 0.11821 | -0.24877 | -0.1194 | 2.089e-05 | -0.0011924 | 0.0079956 | 0.0080112 | 0.0080112 | 0.99446 | -0.16382 | 0.9943 | -0.17248 | 1.2421
148 | 4.5325 | 1.9465 | -4.5304 | -1.9442 | 0.0020545 | 0.0022551 | 0.14318 | 0.14319 | 0.14319 | 0.99451 | -0.16358 | 0.99389 | -0.18592 | 17.4623
149 | -4.983 | -2.1411 | 4.9844 | 2.1197 | 0.0013572 | -0.021412 | 0.15743 | 0.15717 | 0.15743 | 0.99451 | -0.16358 | 0.99483 | -0.15711 | 18.697
150 | 0.16263 | 0.07794 | -0.16262 | -0.078762 | 1.2779e-06 | -0.00082223 | 0.0052357 | 0.0052461 | 0.0052461 | 0.9943 | -0.17248 | 0.9943 | -0.17242 | 2.3846
151 | 0.086141 | 0.041459 | -0.086141 | -0.04172 | 1.1403e-07 | -0.00026137 | 0.0027755 | 0.0027788 | 0.0027788 | 0.9943 | -0.17248 | 0.9943 | -0.17247 | 1.2631
152 | -0.10877 | -0.052681 | 0.10877 | 0.052579 | 3.3113e-07 | -0.00010231 | 0.0035071 | 0.0035058 | 0.0035071 | 0.9948 | -0.15759 | 0.99481 | -0.15728 | 0.54374
153 | -0.58844 | -0.28344 | 0.58844 | 0.28021 | 5.7542e-06 | -0.0032272 | 0.018953 | 0.018913 | 0.018953 | 0.99481 | -0.15728 | 0.99482 | -0.15724 | 2.9707
154 | 0.38766 | 0.1863 | -0.38766 | -0.18687 | 4.9938e-06 | -0.0005656 | 0.012481 | 0.012488 | 0.012488 | 0.99481 | -0.15728 | 0.9948 | -0.15717 | 5.6764
155 | -0.58844 | -0.28021 | 0.58845 | 0.27575 | 3.8505e-06 | -0.0044576 | 0.018913 | 0.018857 | 0.018913 | 0.99482 | -0.15724 | 0.99483 | -0.15711 | 2.2461
156 | 0.38766 | 0.18687 | -0.38765 | -0.18775 | 7.7847e-06 | -0.00088039 | 0.012488 | 0.012499 | 0.012499 | 0.9948 | -0.15717 | 0.99478 | -0.157 | 5.6814
157 | -5.5728 | -2.3955 | 5.5756 | 2.3609 | 0.0027766 | -0.034593 | 0.17602 | 0.17559 | 0.17602 | 0.99483 | -0.15711 | 0.99541 | -0.14524 | 20.9046
158 | 0.71609 | 0.31148 | -0.71607 | -0.31689 | 1.3803e-05 | -0.0054058 | 0.02264 | 0.022703 | 0.022703 | 0.9957 | -0.1408 | 0.99568 | -0.14091 | 3.5585
159 | -0.77495 | -0.33999 | 0.77502 | 0.33973 | 7.0389e-05 | -0.00025977 | 0.024535 | 0.024529 | 0.024535 | 0.9957 | -0.1408 | 0.99586 | -0.13098 | 3.8038
160 | 0.71607 | 0.31689 | -0.716 | -0.31723 | 7.1425e-05 | -0.00033962 | 0.022703 | 0.022709 | 0.022709 | 0.99568 | -0.14091 | 0.9955 | -0.15165 | 3.5208
161 | 0.087295 | 0.032439 | -0.087294 | -0.04194 | 3.5642e-07 | -0.0095005 | 0.0026995 | 0.0028073 | 0.0028073 | 0.99586 | -0.13098 | 0.99586 | -0.131 | 0.44002
162 | 0.37099 | 0.15089 | -0.37098 | -0.15496 | 2.7391e-06 | -0.004075 | 0.011614 | 0.011659 | 0.011659 | 0.9955 | -0.15165 | 0.99549 | -0.1517 | 1.8274
163 | 0.22225 | 0.10688 | -0.22224 | -0.10764 | 1.0413e-05 | -0.00075215 | 0.0071514 | 0.0071612 | 0.0071612 | 0.9955 | -0.15165 | 0.99541 | -0.15645 | 1.1103
164 | 0.087294 | 0.04194 | -0.087294 | -0.042278 | 1.5077e-07 | -0.00033876 | 0.0028073 | 0.0028116 | 0.0028116 | 0.99586 | -0.131 | 0.99586 | -0.13099 | 1.278
165 | 0.37098 | 0.15496 | -0.37094 | -0.15599 | 4.0262e-05 | -0.0010268 | 0.011659 | 0.011671 | 0.011671 | 0.99549 | -0.1517 | 0.99529 | -0.16371 | 1.8095
166 | 0.072826 | 0.034328 | -0.072826 | -0.035271 | 2.9211e-07 | -0.00094324 | 0.0023358 | 0.0023476 | 0.0023476 | 0.99502 | -0.16187 | 0.99502 | -0.16184 | 1.0671
167 | -0.22408 | -0.10759 | 0.22409 | 0.10625 | 3.9224e-06 | -0.0013375 | 0.0072115 | 0.0071948 | 0.0072115 | 0.99502 | -0.16187 | 0.99504 | -0.16202 | 3.278
168 | -0.22409 | -0.10625 | 0.22415 | 0.084989 | 6.0013e-05 | -0.021259 | 0.0071948 | 0.0069528 | 0.0071948 | 0.99504 | -0.16202 | 0.99529 | -0.16371 | 3.2704
169 | 0.1468 | 0.071 | -0.1468 | -0.071097 | 5.6995e-07 | -9.6173e-05 | 0.0047295 | 0.0047308 | 0.0047308 | 0.99529 | -0.16371 | 0.99529 | -0.16411 | 0.73345
170 | 3.9195 | 1.6822 | -3.919 | -1.6945 | 0.00048011 | -0.012293 | 0.12425 | 0.12439 | 0.12439 | 0.99097 | -0.28751 | 0.99083 | -0.29039 | 14.7737
171 | 3.8507 | 1.6614 | -3.85 | -1.6597 | 0.00070188 | 0.0017088 | 0.12219 | 0.12219 | 0.12219 | 0.99083 | -0.29039 | 0.9905 | -0.31028 | 18.944
172 | 0.68716 | 0.33072 | -0.68711 | -0.33278 | 5.8832e-05 | -0.0020593 | 0.022253 | 0.02228 | 0.02228 | 0.98927 | -0.30463 | 0.98919 | -0.30389 | 10.1272
173 | 0.15708 | 0.073354 | -0.15708 | -0.076079 | 3.5114e-07 | -0.0027253 | 0.0050527 | 0.0050868 | 0.0050868 | 0.9905 | -0.31028 | 0.9905 | -0.31028 | 0.79731

## res_trafo
| p_hv_mw | q_hv_mvar | p_lv_mw | q_lv_mvar | pl_mw | ql_mvar | i_hv_ka | i_lv_ka | vm_hv_pu | va_hv_degree | vm_lv_pu | va_lv_degree | loading_percent
0 | 2.6518e-14 | 1.7507e-14 | 0.013999 | 0.0105 | 0.013999 | 0.0105 | 1.6678e-16 | 0.00050517 | 0.99997 | 149.9981 | 1 | 0 | 0.069998

## res_ext_grid
| p_mw | q_mvar
0 | 12.0647 | 4.9555

## res_load
| p_mw | q_mvar
0 | 0.13738 | 0.066534
1 | 0.076505 | 0.037053
2 | 0.078148 | 0.037849
3 | 0.18831 | 0.091205
4 | 0.15536 | 0.075246
5 | 0.11912 | 0.057692
6 | 0.14037 | 0.067986
7 | 0.093159 | 0.045119
8 | 0.15704 | 0.076057
9 | 0.1452 | 0.070324
10 | 0.075657 | 0.036642
11 | 0.11907 | 0.057667
12 | 0.10122 | 0.049024
13 | 0.067742 | 0.032809
14 | 0.073151 | 0.035429
15 | 0.14485 | 0.070156
16 | 0.24772 | 0.11998
17 | 0.26456 | 0.12813
18 | 0.093804 | 0.045432
19 | 0.5312 | 0.25727
20 | 0.083607 | 0.040493
21 | 0.059355 | 0.028747
22 | 0.1445 | 0.069983
23 | 0.15122 | 0.073239
24 | 0.12607 | 0.061059
25 | 0.070651 | 0.034218
26 | 0.093182 | 0.04513
27 | 0.088342 | 0.042786
28 | 0.15703 | 0.076055
29 | 0.081755 | 0.039596
30 | 0.13421 | 0.065
31 | 0.097072 | 0.047014
32 | 0.12041 | 0.058317
33 | 0.13248 | 0.064164
34 | 0.15547 | 0.075295
35 | 0.081503 | 0.039474
36 | 0.15525 | 0.075193
37 | 0.11753 | 0.056921
38 | 0.14604 | 0.070729
39 | 0.11898 | 0.057625
40 | 0.14172 | 0.068636
41 | 0.14386 | 0.069673
42 | 0.072392 | 0.035061
43 | 0.077584 | 0.037576
44 | 0.125 | 0.060541
45 | 0.1091 | 0.05284
46 | 0.10772 | 0.05217
47 | 0.081337 | 0.039393
48 | 0.074645 | 0.036152
49 | 0.16181 | 0.078366
50 | 0.12212 | 0.059143
51 | 0.1401 | 0.067854
52 | 0.15914 | 0.077075
53 | 0.07835 | 0.037947
54 | 0.10083 | 0.048836
55 | 0.13362 | 0.064714
56 | 0.077137 | 0.037359
57 | 0.12562 | 0.060843
58 | 0.11906 | 0.057663
59 | 0.10591 | 0.051294
60 | 0.13307 | 0.06445
61 | 0.095964 | 0.046477
62 | 0.073755 | 0.035721
63 | 0.18483 | 0.08952
64 | 0.15997 | 0.077475
65 | 0.14128 | 0.068426
66 | 0.16152 | 0.078228
67 | 0.12805 | 0.062017
68 | 0.11792 | 0.057112
69 | 0.15607 | 0.07559
70 | 0.14686 | 0.071126
71 | 0.12048 | 0.05835
72 | 0.081261 | 0.039356
73 | 0.16262 | 0.078762
74 | 0.10877 | 0.052681
75 | 0.092001 | 0.044558
76 | 0.085851 | 0.041579
77 | 0.086141 | 0.04172
78 | 0.058862 | 0.028508
79 | 0.12277 | 0.059459
80 | 0.22224 | 0.10764
81 | 0.15126 | 0.073257
82 | 0.072826 | 0.035271
83 | 0.1468 | 0.071097
84 | 0.068271 | 0.033065
85 | 0.68711 | 0.33278
86 | 0.15708 | 0.076079
87 | 0.38765 | 0.18775
88 | 0.087294 | 0.042278

## dtypes
| element | column | dtype
0 | bus | name | object
1 | bus | vn_kv | float64
2 | bus | type | object
3 | bus | zone | object
4 | bus | in_service | bool
5 | load | name | object
6 | load | bus | uint32
7 | load | p_mw | float64
8 | load | q_mvar | float64
9 | load | const_z_percent | float64
10 | load | const_i_percent | float64
11 | load | sn_mva | float64
12 | load | scaling | float64
13 | load | in_service | bool
14 | load | type | object
15 | ext_grid | name | object
16 | ext_grid | bus | uint32
17 | ext_grid | vm_pu | float64
18 | ext_grid | va_degree | float64
19 | ext_grid | slack_weight | float64
20 | ext_grid | in_service | bool
21 | line | name | object
22 | line | std_type | object
23 | line | from_bus | uint32
24 | line | to_bus | uint32
25 | line | length_km | float64
26 | line | r_ohm_per_km | float64
27 | line | x_ohm_per_km | float64
28 | line | c_nf_per_km | float64
29 | line | g_us_per_km | float64
30 | line | max_i_ka | float64
31 | line | df | float64
32 | line | parallel | uint32
33 | line | type | object
34 | line | in_service | bool
35 | trafo | name | object
36 | trafo | std_type | object
37 | trafo | hv_bus | uint32
38 | trafo | lv_bus | uint32
39 | trafo | sn_mva | float64
40 | trafo | vn_hv_kv | float64
41 | trafo | vn_lv_kv | float64
42 | trafo | vk_percent | float64
43 | trafo | vkr_percent | float64
44 | trafo | pfe_kw | float64
45 | trafo | i0_percent | float64
46 | trafo | shift_degree | float64
47 | trafo | tap_side | object
48 | trafo | tap_neutral | int32
49 | trafo | tap_min | int32
50 | trafo | tap_max | int32
51 | trafo | tap_step_percent | float64
52 | trafo | tap_step_degree | float64
53 | trafo | tap_pos | int32
54 | trafo | tap_phase_shifter | bool
55 | trafo | parallel | uint32
56 | trafo | df | float64
57 | trafo | in_service | bool
58 | bus_geodata | x | float64
59 | bus_geodata | y | float64
60 | bus_geodata | coords | object
61 | res_bus | vm_pu | float64
62 | res_bus | va_degree | float64
63 | res_bus | p_mw | float64
64 | res_bus | q_mvar | float64
65 | res_line | p_from_mw | float64
66 | res_line | q_from_mvar | float64
67 | res_line | p_to_mw | float64
68 | res_line | q_to_mvar | float64
69 | res_line | pl_mw | float64
70 | res_line | ql_mvar | float64
71 | res_line | i_from_ka | float64
72 | res_line | i_to_ka | float64
73 | res_line | i_ka | float64
74 | res_line | vm_from_pu | float64
75 | res_line | va_from_degree | float64
76 | res_line | vm_to_pu | float64
77 | res_line | va_to_degree | float64
78 | res_line | loading_percent | float64
79 | res_trafo | p_hv_mw | float64
80 | res_trafo | q_hv_mvar | float64
81 | res_trafo | p_lv_mw | float64
82 | res_trafo | q_lv_mvar | float64
83 | res_trafo | pl_mw | float64
84 | res_trafo | ql_mvar | float64
85 | res_trafo | i_hv_ka | float64
86 | res_trafo | i_lv_ka | float64
87 | res_trafo | vm_hv_pu | float64
88 | res_trafo | va_hv_degree | float64
89 | res_trafo | vm_lv_pu | float64
90 | res_trafo | va_lv_degree | float64
91 | res_trafo | loading_percent | float64
92 | res_ext_grid | p_mw | float64
93 | res_ext_grid | q_mvar | float64
94 | res_load | p_mw | float64
95 | res_load | q_mvar | float64

## parameters
| version | format_version | converged | OPF_converged | name | f_hz | sn_mva
0 | 2.14.6 | 2.14.0 | TRUE | FALSE |  | 50 | 1