## bus
| name | vn_kv | type | zone | in_service
0 | bus_MV_48_0_node_0 | 20 | n |  | TRUE
1 | bus_MV_48_0_node_136 | 20 | n |  | TRUE
2 | bus_MV_48_0_node_135 | 20 | n |  | TRUE
3 | bus_MV_48_0_node_27 | 20 | n |  | TRUE
4 | bus_MV_48_0_node_42 | 20 | n |  | TRUE
5 | bus_MV_48_0_node_43 | 20 | n |  | TRUE
6 | bus_MV_48_0_node_41 | 20 | n |  | TRUE
7 | bus_MV_48_0_node_2 | 20 | n |  | TRUE
8 | bus_MV_48_0_node_4 | 20 | n |  | TRUE
9 | bus_MV_48_0_node_3 | 20 | n |  | TRUE
10 | bus_MV_48_0_node_6 | 20 | n |  | TRUE
11 | bus_MV_48_0_node_5 | 20 | n |  | TRUE
12 | bus_MV_48_0_node_165 | 20 | n |  | TRUE
13 | bus_MV_48_0_node_30 | 20 | n |  | TRUE
14 | bus_MV_48_0_node_149 | 20 | n |  | TRUE
15 | bus_MV_48_0_node_9 | 20 | n |  | TRUE
16 | bus_MV_48_0_node_138 | 20 | n |  | TRUE
17 | bus_MV_48_0_node_29 | 20 | n |  | TRUE
18 | bus_MV_48_0_node_31 | 20 | n |  | TRUE
19 | bus_MV_48_0_node_169 | 20 | n |  | TRUE
20 | bus_MV_48_0_node_8 | 20 | n |  | TRUE
21 | bus_MV_48_0_node_15 | 20 | n |  | TRUE
22 | bus_MV_48_0_node_7 | 20 | n |  | TRUE
23 | bus_MV_48_0_node_28 | 20 | n |  | TRUE
24 | bus_MV_48_0_node_11 | 20 | n |  | TRUE
25 | bus_MV_48_0_node_24 | 20 | n |  | TRUE
26 | bus_MV_48_0_node_10 | 20 | n |  | TRUE
27 | bus_MV_48_0_node_163 | 20 | n |  | TRUE
28 | bus_MV_48_0_node_12 | 20 | n |  | TRUE
29 | bus_MV_48_0_node_13 | 20 | n |  | TRUE
30 | bus_MV_48_0_node_16 | 20 | n |  | TRUE
31 | bus_MV_48_0_node_17 | 20 | n |  | TRUE
32 | bus_MV_48_0_node_18 | 20 | n |  | TRUE
33 | bus_MV_48_0_node_22 | 20 | n |  | TRUE
34 | bus_MV_48_0_node_20 | 20 | n |  | TRUE
35 | bus_MV_48_0_node_164 | 20 | n |  | TRUE
36 | bus_MV_48_0_node_19 | 20 | n |  | TRUE
37 | bus_MV_48_0_node_23 | 20 | n |  | TRUE
38 | bus_MV_48_0_node_134 | 20 | n |  | TRUE
39 | bus_MV_48_0_node_162 | 20 | n |  | TRUE
40 | bus_MV_48_0_node_25 | 20 | n |  | TRUE
41 | bus_MV_48_0_node_26 | 20 | n |  | TRUE
42 | bus_MV_48_0_node_137 | 20 | n |  | TRUE
43 | bus_MV_48_0_node_141 | 20 | n |  | TRUE
44 | bus_MV_48_0_node_32 | 20 | n |  | TRUE
45 | bus_MV_48_0_node_33 | 20 | n |  | TRUE
46 | bus_MV_48_0_node_34 | 20 | n |  | TRUE
47 | bus_MV_48_0_node_35 | 20 | n |  | TRUE
48 | bus_MV_48_0_node_36 | 20 | n |  | TRUE
49 | bus_MV_48_0_node_63 | 20 | n |  | TRUE
50 | bus_MV_48_0_node_150 | 20 | n |  | TRUE
51 | bus_MV_48_0_node_38 | 20 | n |  | TRUE
52 | bus_MV_48_0_node_37 | 20 | n |  | TRUE
53 | bus_MV_48_0_node_151 | 20 | n |  | TRUE
54 | bus_MV_48_0_node_39 | 20 | n |  | TRUE
55 | bus_MV_48_0_node_40 | 20 | n |  | TRUE
56 | bus_MV_48_0_node_51 | 20 | n |  | TRUE
57 | bus_MV_48_0_node_54 | 20 | n |  | TRUE
58 | bus_MV_48_0_node_62 | 20 | n |  | TRUE
59 | bus_MV_48_0_node_55 | 20 | n |  | TRUE
60 | bus_MV_48_0_node_61 | 20 | n |  | TRUE
61 | bus_MV_48_0_node_152 | 20 | n |  | TRUE
62 | bus_MV_48_0_node_139 | 20 | n |  | TRUE
63 | bus_MV_48_0_node_140 | 20 | n |  | TRUE
64 | bus_MV_48_0_node_44 | 20 | n |  | TRUE
65 | bus_MV_48_0_node_45 | 20 | n |  | TRUE
66 | bus_MV_48_0_node_46 | 20 | n |  | TRUE
67 | bus_MV_48_0_node_47 | 20 | n |  | TRUE
68 | bus_MV_48_0_node_50 | 20 | n |  | TRUE
69 | bus_MV_48_0_node_143 | 20 | n |  | TRUE
70 | bus_MV_48_0_node_144 | 20 | n |  | TRUE
71 | bus_MV_48_0_node_142 | 20 | n |  | TRUE
72 | bus_MV_48_0_node_48 | 20 | n |  | TRUE
73 | bus_MV_48_0_node_96 | 20 | n |  | TRUE
74 | bus_MV_48_0_node_178 | 20 | n |  | TRUE
75 | bus_MV_48_0_node_95 | 20 | n |  | TRUE
76 | bus_MV_48_0_node_94 | 20 | n |  | TRUE
77 | bus_MV_48_0_node_70 | 20 | n |  | TRUE
78 | bus_MV_48_0_node_127 | 20 | n |  | TRUE
79 | bus_MV_48_0_node_145 | 20 | n |  | TRUE
80 | bus_MV_48_0_node_56 | 20 | n |  | TRUE
81 | bus_MV_48_0_node_179 | 20 | n |  | TRUE
82 | bus_MV_48_0_node_153 | 20 | n |  | TRUE
83 | bus_MV_48_0_node_155 | 20 | n |  | TRUE
84 | bus_MV_48_0_node_58 | 20 | n |  | TRUE
85 | bus_MV_48_0_node_59 | 20 | n |  | TRUE
86 | bus_MV_48_0_node_147 | 20 | n |  | TRUE
87 | bus_MV_48_0_node_146 | 20 | n |  | TRUE
88 | bus_MV_48_0_node_148 | 20 | n |  | TRUE
89 | bus_MV_48_0_node_64 | 20 | n |  | TRUE
90 | bus_MV_48_0_node_65 | 20 | n |  | TRUE
91 | bus_MV_48_0_node_68 | 20 | n |  | TRUE
92 | bus_MV_48_0_node_72 | 20 | n |  | TRUE
93 | bus_MV_48_0_node_67 | 20 | n |  | TRUE
94 | bus_MV_48_0_node_74 | 20 | n |  | TRUE
95 | bus_MV_48_0_node_97 | 20 | n |  | TRUE
96 | bus_MV_48_0_node_100 | 20 | n |  | TRUE
97 | bus_MV_48_0_node_69 | 20 | n |  | TRUE
98 | bus_MV_48_0_node_99 | 20 | n |  | TRUE
99 | bus_MV_48_0_node_98 | 20 | n |  | TRUE
100 | bus_MV_48_0_node_113 | 20 | n |  | TRUE
101 | bus_MV_48_0_node_71 | 20 | n |  | TRUE
102 | bus_MV_48_0_node_177 | 20 | n |  | TRUE
103 | bus_MV_48_0_node_92 | 20 | n |  | TRUE
104 | bus_MV_48_0_node_123 | 20 | n |  | TRUE
105 | bus_MV_48_0_node_75 | 20 | n |  | TRUE
106 | bus_MV_48_0_node_176 | 20 | n |  | TRUE
107 | bus_MV_48_0_node_76 | 20 | n |  | TRUE
108 | bus_MV_48_0_node_77 | 20 | n |  | TRUE
109 | bus_MV_48_0_node_93 | 20 | n |  | TRUE
110 | bus_MV_48_0_node_161 | 20 | n |  | TRUE
111 | bus_MV_48_0_node_78 | 20 | n |  | TRUE
112 | bus_MV_48_0_node_174 | 20 | n |  | TRUE
113 | bus_MV_48_0_node_117 | 20 | n |  | TRUE
114 | bus_MV_48_0_node_130 | 20 | n |  | TRUE
115 | bus_MV_48_0_node_131 | 20 | n |  | TRUE
116 | bus_MV_48_0_node_167 | 20 | n |  | TRUE
117 | bus_MV_48_0_node_172 | 20 | n |  | TRUE
118 | bus_MV_48_0_node_114 | 20 | n |  | TRUE
119 | bus_MV_48_0_node_115 | 20 | n |  | TRUE
120 | bus_MV_48_0_node_124 | 20 | n |  | TRUE
121 | bus_MV_48_0_node_173 | 20 | n |  | TRUE
122 | bus_MV_48_0_node_80 | 20 | n |  | TRUE
123 | bus_MV_48_0_node_82 | 20 | n |  | TRUE
124 | bus_MV_48_0_node_79 | 20 | n |  | TRUE
125 | bus_MV_48_0_node_83 | 20 | n |  | TRUE
126 | bus_MV_48_0_node_85 | 20 | n |  | TRUE
127 | bus_MV_48_0_node_133 | 20 | n |  | TRUE
128 | bus_MV_48_0_node_132 | 20 | n |  | TRUE
129 | bus_MV_48_0_node_81 | 20 | n |  | TRUE
130 | bus_MV_48_0_node_84 | 20 | n |  | TRUE
131 | bus_MV_48_0_node_154 | 20 | n |  | TRUE
132 | bus_MV_48_0_node_86 | 20 | n |  | TRUE
133 | bus_MV_48_0_node_87 | 20 | n |  | TRUE
134 | bus_MV_48_0_node_91 | 20 | n |  | TRUE
135 | bus_MV_48_0_node_88 | 20 | n |  | TRUE
136 | bus_MV_48_0_node_156 | 20 | n |  | TRUE
137 | bus_MV_48_0_node_89 | 20 | n |  | TRUE
138 | bus_MV_48_0_node_126 | 20 | n |  | TRUE
139 | bus_MV_48_0_node_90 | 20 | n |  | TRUE
140 | bus_MV_48_0_node_103 | 20 | n |  | TRUE
141 | bus_MV_48_0_node_108 | 20 | n |  | TRUE
142 | bus_MV_48_0_node_101 | 20 | n |  | TRUE
143 | bus_MV_48_0_node_175 | 20 | n |  | TRUE
144 | bus_MV_48_0_node_125 | 20 | n |  | TRUE
145 | bus_MV_48_0_node_102 | 20 | n |  | TRUE
146 | bus_MV_48_0_node_158 | 20 | n |  | TRUE
147 | bus_MV_48_0_node_109 | 20 | n |  | TRUE
148 | bus_MV_48_0_node_104 | 20 | n |  | TRUE
149 | bus_MV_48_0_node_107 | 20 | n |  | TRUE
150 | bus_MV_48_0_node_157 | 20 | n |  | TRUE
151 | bus_MV_48_0_node_105 | 20 | n |  | TRUE
152 | bus_MV_48_0_node_166 | 20 | n |  | TRUE
153 | bus_MV_48_0_node_106 | 20 | n |  | TRUE
154 | bus_MV_48_0_node_159 | 20 | n |  | TRUE
155 | bus_MV_48_0_node_160 | 20 | n |  | TRUE
156 | bus_MV_48_0_node_111 | 20 | n |  | TRUE
157 | bus_MV_48_0_node_110 | 20 | n |  | TRUE
158 | bus_MV_48_0_node_171 | 20 | n |  | TRUE
159 | bus_MV_48_0_node_170 | 20 | n |  | TRUE
160 | bus_MV_48_0_node_168 | 20 | n |  | TRUE
161 | bus_MV_48_0_node_121 | 20 | n |  | TRUE
162 | bus_MV_48_0_node_122 | 20 | n |  | TRUE
163 | bus_MV_48_0_node_119 | 20 | n |  | TRUE
164 | bus_MV_48_0_node_120 | 20 | n |  | TRUE
165 | bus_MV_48_0_node_116 | 20 | n |  | TRUE
166 | bus_MV_48_0_node_118 | 20 | n |  | TRUE
167 | bus_HV_48_0_node_143 | 110 | n |  | TRUE

## load
| name | bus | p_mw | q_mvar | const_z_percent | const_i_percent | sn_mva | scaling | in_service | type
0 | MV_48_0_load_0 | 0 | 0.24154 | 0.11698 | 0 | 0 |  | 1 | TRUE | wye
1 | MV_48_0_load_135 | 2 | 0.25821 | 0.12506 | 0 | 0 |  | 1 | TRUE | wye
2 | MV_48_0_load_41 | 6 | 0.071829 | 0.034788 | 0 | 0 |  | 1 | TRUE | wye
3 | MV_48_0_load_2 | 7 | 0.37741 | 0.18279 | 0 | 0 |  | 1 | TRUE | wye
4 | MV_48_0_load_165 | 12 | 0.2919 | 0.14137 | 0 | 0 |  | 1 | TRUE | wye
5 | MV_48_0_load_138 | 16 | 0.076284 | 0.036946 | 0 | 0 |  | 1 | TRUE | wye
6 | MV_48_0_load_29 | 17 | 0.35612 | 0.17247 | 0 | 0 |  | 1 | TRUE | wye
7 | MV_48_0_load_169 | 19 | 0.19985 | 0.09679 | 0 | 0 |  | 1 | TRUE | wye
8 | MV_48_0_load_8 | 20 | 0.41354 | 0.20029 | 0 | 0 |  | 1 | TRUE | wye
9 | MV_48_0_load_7 | 22 | 0.17059 | 0.082622 | 0 | 0 |  | 1 | TRUE | wye
10 | MV_48_0_load_28 | 23 | 0.16307 | 0.078977 | 0 | 0 |  | 1 | TRUE | wye
11 | MV_48_0_load_163 | 27 | 0.32976 | 0.15971 | 0 | 0 |  | 1 | TRUE | wye
12 | MV_48_0_load_12 | 28 | 0.29199 | 0.14142 | 0 | 0 |  | 1 | TRUE | wye
13 | MV_48_0_load_16 | 30 | 0.078454 | 0.037997 | 0 | 0 |  | 1 | TRUE | wye
14 | MV_48_0_load_20 | 34 | 0.18579 | 0.089982 | 0 | 0 |  | 1 | TRUE | wye
15 | MV_48_0_load_164 | 35 | 0.12804 | 0.062011 | 0 | 0 |  | 1 | TRUE | wye
16 | MV_48_0_load_134 | 38 | 0.07772 | 0.037642 | 0 | 0 |  | 1 | TRUE | wye
17 | MV_48_0_load_162 | 39 | 0.1407 | 0.068146 | 0 | 0 |  | 1 | TRUE | wye
18 | MV_48_0_load_25 | 40 | 0.36003 | 0.17437 | 0 | 0 |  | 1 | TRUE | wye
19 | MV_48_0_load_137 | 42 | 0.088042 | 0.042641 | 0 | 0 |  | 1 | TRUE | wye
20 | MV_48_0_load_141 | 43 | 0.1558 | 0.07546 | 0 | 0 |  | 1 | TRUE | wye
21 | MV_48_0_load_32 | 44 | 0.40416 | 0.19574 | 0 | 0 |  | 1 | TRUE | wye
22 | MV_48_0_load_63 | 49 | 0.29745 | 0.14406 | 0 | 0 |  | 1 | TRUE | wye
23 | MV_48_0_load_150 | 50 | 0.4419 | 0.21402 | 0 | 0 |  | 1 | TRUE | wye
24 | MV_48_0_load_37 | 52 | 0.23452 | 0.11358 | 0 | 0 |  | 1 | TRUE | wye
25 | MV_48_0_load_40 | 55 | 0.15772 | 0.076388 | 0 | 0 |  | 1 | TRUE | wye
26 | MV_48_0_load_51 | 56 | 0.12232 | 0.05924 | 0 | 0 |  | 1 | TRUE | wye
27 | MV_48_0_load_62 | 58 | 0.091096 | 0.04412 | 0 | 0 |  | 1 | TRUE | wye
28 | MV_48_0_load_61 | 60 | 0.33753 | 0.16347 | 0 | 0 |  | 1 | TRUE | wye
29 | MV_48_0_load_152 | 61 | 0.77478 | 0.37524 | 0 | 0 |  | 1 | TRUE | wye
30 | MV_48_0_load_139 | 62 | 0.074121 | 0.035899 | 0 | 0 |  | 1 | TRUE | wye
31 | MV_48_0_load_140 | 63 | 0.14339 | 0.069445 | 0 | 0 |  | 1 | TRUE | wye
32 | MV_48_0_load_44 | 64 | 0.33042 | 0.16003 | 0 | 0 |  | 1 | TRUE | wye
33 | MV_48_0_load_143 | 69 | 0.22663 | 0.10976 | 0 | 0 |  | 1 | TRUE | wye
34 | MV_48_0_load_142 | 71 | 0.069355 | 0.03359 | 0 | 0 |  | 1 | TRUE | wye
35 | MV_48_0_load_96 | 73 | 0.16226 | 0.078586 | 0 | 0 |  | 1 | TRUE | wye
36 | MV_48_0_load_178 | 74 | 0.15033 | 0.072806 | 0 | 0 |  | 1 | TRUE | wye
37 | MV_48_0_load_94 | 76 | 0.10914 | 0.05286 | 0 | 0 |  | 1 | TRUE | wye
38 | MV_48_0_load_127 | 78 | 0.18897 | 0.091523 | 0 | 0 |  | 1 | TRUE | wye
39 | MV_48_0_load_145 | 79 | 1.9806 | 0.95925 | 0 | 0 |  | 1 | TRUE | wye
40 | MV_48_0_load_179 | 81 | 0.15004 | 0.072666 | 0 | 0 |  | 1 | TRUE | wye
41 | MV_48_0_load_153 | 82 | 0.07752 | 0.037545 | 0 | 0 |  | 1 | TRUE | wye
42 | MV_48_0_load_155 | 83 | 0.41363 | 0.20033 | 0 | 0 |  | 1 | TRUE | wye
43 | MV_48_0_load_58 | 84 | 0.29512 | 0.14293 | 0 | 0 |  | 1 | TRUE | wye
44 | MV_48_0_load_147 | 86 | 0.39357 | 0.19062 | 0 | 0 |  | 1 | TRUE | wye
45 | MV_48_0_load_146 | 87 | 0.084884 | 0.041111 | 0 | 0 |  | 1 | TRUE | wye
46 | MV_48_0_load_64 | 89 | 0.36135 | 0.17501 | 0 | 0 |  | 1 | TRUE | wye
47 | MV_48_0_load_97 | 95 | 0.24277 | 0.11758 | 0 | 0 |  | 1 | TRUE | wye
48 | MV_48_0_load_100 | 96 | 0.25217 | 0.12213 | 0 | 0 |  | 1 | TRUE | wye
49 | MV_48_0_load_113 | 100 | 0.40436 | 0.19584 | 0 | 0 |  | 1 | TRUE | wye
50 | MV_48_0_load_177 | 102 | 0.1804 | 0.087371 | 0 | 0 |  | 1 | TRUE | wye
51 | MV_48_0_load_92 | 103 | 0.13072 | 0.063311 | 0 | 0 |  | 1 | TRUE | wye
52 | MV_48_0_load_123 | 104 | 0.058333 | 0.028252 | 0 | 0 |  | 1 | TRUE | wye
53 | MV_48_0_load_176 | 106 | 0.091548 | 0.044339 | 0 | 0 |  | 1 | TRUE | wye
54 | MV_48_0_load_93 | 109 | 0.15123 | 0.073246 | 0 | 0 |  | 1 | TRUE | wye
55 | MV_48_0_load_161 | 110 | 0.20211 | 0.097888 | 0 | 0 |  | 1 | TRUE | wye
56 | MV_48_0_load_174 | 112 | 0.32285 | 0.15637 | 0 | 0 |  | 1 | TRUE | wye
57 | MV_48_0_load_117 | 113 | 0.20267 | 0.098156 | 0 | 0 |  | 1 | TRUE | wye
58 | MV_48_0_load_131 | 115 | 0.077929 | 0.037743 | 0 | 0 |  | 1 | TRUE | wye
59 | MV_48_0_load_167 | 116 | 0.25297 | 0.12252 | 0 | 0 |  | 1 | TRUE | wye
60 | MV_48_0_load_114 | 118 | 0.29208 | 0.14146 | 0 | 0 |  | 1 | TRUE | wye
61 | MV_48_0_load_124 | 120 | 0.19406 | 0.093988 | 0 | 0 |  | 1 | TRUE | wye
62 | MV_48_0_load_79 | 124 | 0.24785 | 0.12004 | 0 | 0 |  | 1 | TRUE | wye
63 | MV_48_0_load_85 | 126 | 0.32836 | 0.15903 | 0 | 0 |  | 1 | TRUE | wye
64 | MV_48_0_load_132 | 128 | 0.29529 | 0.14302 | 0 | 0 |  | 1 | TRUE | wye
65 | MV_48_0_load_154 | 131 | 0.22612 | 0.10952 | 0 | 0 |  | 1 | TRUE | wye
66 | MV_48_0_load_88 | 135 | 0.18039 | 0.087365 | 0 | 0 |  | 1 | TRUE | wye
67 | MV_48_0_load_156 | 136 | 0.23442 | 0.11354 | 0 | 0 |  | 1 | TRUE | wye
68 | MV_48_0_load_101 | 142 | 0.27378 | 0.1326 | 0 | 0 |  | 1 | TRUE | wye
69 | MV_48_0_load_175 | 143 | 0.19046 | 0.092245 | 0 | 0 |  | 1 | TRUE | wye
70 | MV_48_0_load_125 | 144 | 0.34583 | 0.16749 | 0 | 0 |  | 1 | TRUE | wye
71 | MV_48_0_load_158 | 146 | 0.090093 | 0.043634 | 0 | 0 |  | 1 | TRUE | wye
72 | MV_48_0_load_109 | 147 | 0.25049 | 0.12132 | 0 | 0 |  | 1 | TRUE | wye
73 | MV_48_0_load_157 | 150 | 0.10612 | 0.051396 | 0 | 0 |  | 1 | TRUE | wye
74 | MV_48_0_load_166 | 152 | 0.26484 | 0.12827 | 0 | 0 |  | 1 | TRUE | wye
75 | MV_48_0_load_159 | 154 | 0.11619 | 0.056273 | 0 | 0 |  | 1 | TRUE | wye
76 | MV_48_0_load_160 | 155 | 0.3218 | 0.15585 | 0 | 0 |  | 1 | TRUE | wye
77 | MV_48_0_load_110 | 157 | 0.16778 | 0.081261 | 0 | 0 |  | 1 | TRUE | wye
78 | MV_48_0_load_171 | 158 | 0.34712 | 0.16812 | 0 | 0 |  | 1 | TRUE | wye
79 | MV_48_0_load_170 | 159 | 0.3307 | 0.16017 | 0 | 0 |  | 1 | TRUE | wye
80 | MV_48_0_load_168 | 160 | 0.41392 | 0.20047 | 0 | 0 |  | 1 | TRUE | wye
81 | MV_48_0_load_119 | 163 | 0.15911 | 0.077061 | 0 | 0 |  | 1 | TRUE | wye
82 | MV_48_0_load_120 | 164 | 0.14896 | 0.072147 | 0 | 0 |  | 1 | TRUE | wye
83 | MV_48_0_load_118 | 166 | 0.16194 | 0.078432 | 0 | 0 |  | 1 | TRUE | wye

## ext_grid
| name | bus | vm_pu | va_degree | slack_weight | in_service
0 |  | 69 | 1 | 0 | 1 | TRUE

## line
| name | std_type | from_bus | to_bus | length_km | r_ohm_per_km | x_ohm_per_km | c_nf_per_km | g_us_per_km | max_i_ka | df | parallel | type | in_service
0 | MV_48_0_line_0 |  | 0 | 1 | 1.2766 | 0.5939 | 0.372 | 9.5 | 0 | 0.21 | 1 | 1 | ol | TRUE
1 | MV_48_0_line_1 |  | 1 | 2 | 0.033613 | 0.445 | 0.132 | 190 | 0 | 0.22 | 1 | 1 | cs | TRUE
2 | MV_48_0_line_2 |  | 1 | 3 | 0.1002 | 0.445 | 0.132 | 190 | 0 | 0.22 | 1 | 1 | cs | TRUE
3 | MV_48_0_line_3 |  | 2 | 38 | 1.067 | 0.5939 | 0.372 | 9.5 | 0 | 0.21 | 1 | 1 | ol | TRUE
4 | MV_48_0_line_4 |  | 3 | 42 | 0.023667 | 0.445 | 0.132 | 190 | 0 | 0.22 | 1 | 1 | cs | TRUE
5 | MV_48_0_line_5 |  | 3 | 41 | 0.53834 | 0.445 | 0.132 | 190 | 0 | 0.22 | 1 | 1 | cs | TRUE
6 | MV_48_0_line_6 |  | 4 | 5 | 1.4245 | 0.445 | 0.132 | 190 | 0 | 0.22 | 1 | 1 | cs | TRUE
7 | MV_48_0_line_7 |  | 4 | 6 | 0.041358 | 0.445 | 0.132 | 190 | 0 | 0.22 | 1 | 1 | cs | TRUE
8 | MV_48_0_line_8 |  | 5 | 61 | 0.092641 | 0.445 | 0.132 | 190 | 0 | 0.22 | 1 | 1 | cs | TRUE
9 | MV_48_0_line_9 |  | 7 | 8 | 0.003061 | 0.061 | 0.056 | 608 | 0 | 0.842 | 1 | 1 | cs | TRUE
10 | MV_48_0_line_10 |  | 7 | 9 | 0.08507 | 0.1188 | 0.172 | 20.6 | 0 | 0.82 | 1 | 1 | ol | TRUE
11 | MV_48_0_line_11 |  | 8 | 10 | 0.31183 | 0.061 | 0.056 | 608 | 0 | 0.842 | 1 | 1 | cs | TRUE
12 | MV_48_0_line_12 |  | 9 | 11 | 0.17681 | 0.061 | 0.056 | 608 | 0 | 0.842 | 1 | 1 | cs | TRUE
13 | MV_48_0_line_13 |  | 10 | 17 | 0.052476 | 0.061 | 0.056 | 608 | 0 | 0.842 | 1 | 1 | cs | TRUE
14 | MV_48_0_line_14 |  | 11 | 15 | 0.041673 | 0.061 | 0.056 | 608 | 0 | 0.842 | 1 | 1 | cs | TRUE
15 | MV_48_0_line_15 |  | 11 | 16 | 0.036473 | 0.445 | 0.132 | 190 | 0 | 0.22 | 1 | 1 | cs | TRUE
16 | MV_48_0_line_16 |  | 12 | 13 | 2.2701 | 0.1188 | 0.172 | 20.6 | 0 | 0.82 | 1 | 1 | ol | TRUE
17 | MV_48_0_line_17 |  | 12 | 14 | 0.047984 | 0.061 | 0.056 | 608 | 0 | 0.842 | 1 | 1 | cs | TRUE
18 | MV_48_0_line_18 |  | 13 | 18 | 0.39671 | 0.445 | 0.132 | 190 | 0 | 0.22 | 1 | 1 | cs | TRUE
19 | MV_48_0_line_19 |  | 13 | 17 | 0.052737 | 0.061 | 0.056 | 608 | 0 | 0.842 | 1 | 1 | cs | TRUE
20 | MV_48_0_line_20 |  | 14 | 88 | 0.11503 | 0.061 | 0.056 | 608 | 0 | 0.842 | 1 | 1 | cs | TRUE
21 | MV_48_0_line_21 |  | 15 | 20 | 0.064902 | 0.1188 | 0.172 | 20.6 | 0 | 0.82 | 1 | 1 | ol | TRUE
22 | MV_48_0_line_22 |  | 16 | 21 | 0.028539 | 0.445 | 0.132 | 190 | 0 | 0.22 | 1 | 1 | cs | TRUE
23 | MV_48_0_line_23 |  | 18 | 19 | 0.034022 | 0.445 | 0.132 | 190 | 0 | 0.22 | 1 | 1 | cs | TRUE
24 | MV_48_0_line_24 |  | 20 | 26 | 0.026726 | 0.061 | 0.056 | 608 | 0 | 0.842 | 1 | 1 | cs | TRUE
25 | MV_48_0_line_25 |  | 21 | 29 | 0.13338 | 0.445 | 0.132 | 190 | 0 | 0.22 | 1 | 1 | cs | TRUE
26 | MV_48_0_line_26 |  | 22 | 23 | 0.55273 | 0.5939 | 0.372 | 9.5 | 0 | 0.21 | 1 | 1 | ol | TRUE
27 | MV_48_0_line_27 |  | 23 | 24 | 0.20387 | 0.1188 | 0.172 | 20.6 | 0 | 0.82 | 1 | 1 | ol | TRUE
28 | MV_48_0_line_28 |  | 23 | 25 | 0.037356 | 0.122 | 0.112 | 304 | 0 | 0.421 | 1 | 1 | cs | TRUE
29 | MV_48_0_line_29 |  | 24 | 27 | 0.011103 | 0.445 | 0.132 | 190 | 0 | 0.22 | 1 | 1 | cs | TRUE
30 | MV_48_0_line_30 |  | 24 | 26 | 0.20875 | 0.061 | 0.056 | 608 | 0 | 0.842 | 1 | 1 | cs | TRUE
31 | MV_48_0_line_31 |  | 25 | 33 | 0.21656 | 0.122 | 0.112 | 304 | 0 | 0.421 | 1 | 1 | cs | TRUE
32 | MV_48_0_line_32 |  | 28 | 29 | 0.022494 | 0.445 | 0.132 | 190 | 0 | 0.22 | 1 | 1 | cs | TRUE
33 | MV_48_0_line_33 |  | 30 | 31 | 0.053848 | 0.5939 | 0.372 | 9.5 | 0 | 0.21 | 1 | 1 | ol | TRUE
34 | MV_48_0_line_34 |  | 31 | 32 | 0.64392 | 0.445 | 0.132 | 190 | 0 | 0.22 | 1 | 1 | cs | TRUE
35 | MV_48_0_line_35 |  | 32 | 35 | 0.007719 | 0.445 | 0.132 | 190 | 0 | 0.22 | 1 | 1 | cs | TRUE
36 | MV_48_0_line_36 |  | 32 | 36 | 0.23961 | 0.445 | 0.132 | 190 | 0 | 0.22 | 1 | 1 | cs | TRUE
37 | MV_48_0_line_37 |  | 33 | 34 | 0.082323 | 0.122 | 0.112 | 304 | 0 | 0.421 | 1 | 1 | cs | TRUE
38 | MV_48_0_line_38 |  | 34 | 39 | 0.6581 | 0.2376 | 0.344 | 10.3 | 0 | 0.41 | 1 | 1 | ol | TRUE
39 | MV_48_0_line_39 |  | 36 | 37 | 0.48178 | 0.445 | 0.132 | 190 | 0 | 0.22 | 1 | 1 | cs | TRUE
40 | MV_48_0_line_40 |  | 36 | 38 | 0.051957 | 0.445 | 0.132 | 190 | 0 | 0.22 | 1 | 1 | cs | TRUE
41 | MV_48_0_line_41 |  | 37 | 39 | 0.046628 | 0.445 | 0.132 | 190 | 0 | 0.22 | 1 | 1 | cs | TRUE
42 | MV_48_0_line_42 |  | 40 | 41 | 0.034798 | 0.5939 | 0.372 | 9.5 | 0 | 0.21 | 1 | 1 | ol | TRUE
43 | MV_48_0_line_43 |  | 42 | 43 | 0.009607 | 0.445 | 0.132 | 190 | 0 | 0.22 | 1 | 1 | cs | TRUE
44 | MV_48_0_line_44 |  | 43 | 62 | 0.022126 | 0.445 | 0.132 | 190 | 0 | 0.22 | 1 | 1 | cs | TRUE
45 | MV_48_0_line_45 |  | 44 | 45 | 0.087825 | 0.445 | 0.132 | 190 | 0 | 0.22 | 1 | 1 | cs | TRUE
46 | MV_48_0_line_46 |  | 45 | 46 | 0.28196 | 0.445 | 0.132 | 190 | 0 | 0.22 | 1 | 1 | cs | TRUE
47 | MV_48_0_line_47 |  | 46 | 47 | 0.34463 | 0.445 | 0.132 | 190 | 0 | 0.22 | 1 | 1 | cs | TRUE
48 | MV_48_0_line_48 |  | 46 | 48 | 0.28766 | 0.445 | 0.132 | 190 | 0 | 0.22 | 1 | 1 | cs | TRUE
49 | MV_48_0_line_49 |  | 46 | 49 | 0.021344 | 0.445 | 0.132 | 190 | 0 | 0.22 | 1 | 1 | cs | TRUE
50 | MV_48_0_line_50 |  | 47 | 50 | 0.010347 | 0.445 | 0.132 | 190 | 0 | 0.22 | 1 | 1 | cs | TRUE
51 | MV_48_0_line_51 |  | 48 | 51 | 0.20321 | 0.445 | 0.132 | 190 | 0 | 0.22 | 1 | 1 | cs | TRUE
52 | MV_48_0_line_52 |  | 48 | 52 | 0.00437 | 0.445 | 0.132 | 190 | 0 | 0.22 | 1 | 1 | cs | TRUE
53 | MV_48_0_line_53 |  | 50 | 53 | 0.016512 | 0.445 | 0.132 | 190 | 0 | 0.22 | 1 | 1 | cs | TRUE
54 | MV_48_0_line_54 |  | 51 | 54 | 0.17455 | 0.445 | 0.132 | 190 | 0 | 0.22 | 1 | 1 | cs | TRUE
55 | MV_48_0_line_55 |  | 51 | 55 | 0.024913 | 0.445 | 0.132 | 190 | 0 | 0.22 | 1 | 1 | cs | TRUE
56 | MV_48_0_line_56 |  | 53 | 61 | 0.12247 | 0.445 | 0.132 | 190 | 0 | 0.22 | 1 | 1 | cs | TRUE
57 | MV_48_0_line_57 |  | 54 | 56 | 0.055496 | 0.445 | 0.132 | 190 | 0 | 0.22 | 1 | 1 | cs | TRUE
58 | MV_48_0_line_58 |  | 54 | 57 | 0.24245 | 0.5939 | 0.372 | 9.5 | 0 | 0.21 | 1 | 1 | ol | TRUE
59 | MV_48_0_line_59 |  | 57 | 58 | 0.040883 | 0.061 | 0.056 | 608 | 0 | 0.842 | 1 | 1 | cs | TRUE
60 | MV_48_0_line_60 |  | 57 | 59 | 0.09996 | 0.061 | 0.056 | 608 | 0 | 0.842 | 1 | 1 | cs | TRUE
61 | MV_48_0_line_61 |  | 57 | 60 | 0.032121 | 0.445 | 0.132 | 190 | 0 | 0.22 | 1 | 1 | cs | TRUE
62 | MV_48_0_line_62 |  | 58 | 82 | 0.00016606 | 0.061 | 0.056 | 608 | 0 | 0.842 | 1 | 1 | cs | TRUE
63 | MV_48_0_line_63 |  | 59 | 79 | 0.015066 | 0.061 | 0.056 | 608 | 0 | 0.842 | 1 | 1 | cs | TRUE
64 | MV_48_0_line_64 |  | 62 | 63 | 0.0054828 | 0.445 | 0.132 | 190 | 0 | 0.22 | 1 | 1 | cs | TRUE
65 | MV_48_0_line_65 |  | 64 | 65 | 0.005692 | 0.061 | 0.056 | 608 | 0 | 0.842 | 1 | 1 | cs | TRUE
66 | MV_48_0_line_66 |  | 64 | 66 | 0.13219 | 0.061 | 0.056 | 608 | 0 | 0.842 | 1 | 1 | cs | TRUE
67 | MV_48_0_line_67 |  | 65 | 67 | 0.090013 | 0.061 | 0.056 | 608 | 0 | 0.842 | 1 | 1 | cs | TRUE
68 | MV_48_0_line_68 |  | 66 | 68 | 0.23285 | 0.061 | 0.056 | 608 | 0 | 0.842 | 1 | 1 | cs | TRUE
69 | MV_48_0_line_69 |  | 67 | 72 | 0.55857 | 0.445 | 0.132 | 190 | 0 | 0.22 | 1 | 1 | cs | TRUE
70 | MV_48_0_line_70 |  | 67 | 71 | 0.13729 | 0.061 | 0.056 | 608 | 0 | 0.842 | 1 | 1 | cs | TRUE
71 | MV_48_0_line_71 |  | 68 | 74 | 0.11287 | 0.1188 | 0.172 | 20.6 | 0 | 0.82 | 1 | 1 | ol | TRUE
72 | MV_48_0_line_72 |  | 69 | 70 | 0.084325 | 0.061 | 0.056 | 608 | 0 | 0.842 | 1 | 1 | cs | TRUE
73 | MV_48_0_line_73 |  | 69 | 71 | 0.39015 | 0.1188 | 0.172 | 20.6 | 0 | 0.82 | 1 | 1 | ol | TRUE
74 | MV_48_0_line_74 |  | 70 | 79 | 0.17806 | 0.1188 | 0.172 | 20.6 | 0 | 0.82 | 1 | 1 | ol | TRUE
75 | MV_48_0_line_75 |  | 70 | 80 | 0.25584 | 0.445 | 0.132 | 190 | 0 | 0.22 | 1 | 1 | cs | TRUE
76 | MV_48_0_line_76 |  | 72 | 73 | 0.013625 | 0.445 | 0.132 | 190 | 0 | 0.22 | 1 | 1 | cs | TRUE
77 | MV_48_0_line_77 |  | 73 | 75 | 0.25702 | 0.5939 | 0.372 | 9.5 | 0 | 0.21 | 1 | 1 | ol | TRUE
78 | MV_48_0_line_78 |  | 74 | 78 | 0.8149 | 0.1188 | 0.172 | 20.6 | 0 | 0.82 | 1 | 1 | ol | TRUE
79 | MV_48_0_line_79 |  | 75 | 76 | 0.048859 | 0.445 | 0.132 | 190 | 0 | 0.22 | 1 | 1 | cs | TRUE
80 | MV_48_0_line_80 |  | 75 | 77 | 0.3133 | 0.445 | 0.132 | 190 | 0 | 0.22 | 1 | 1 | cs | TRUE
81 | MV_48_0_line_81 |  | 77 | 101 | 0.40745 | 0.445 | 0.132 | 190 | 0 | 0.22 | 1 | 1 | cs | TRUE
82 | MV_48_0_line_82 |  | 77 | 83 | 0.090113 | 0.445 | 0.132 | 190 | 0 | 0.22 | 1 | 1 | cs | TRUE
83 | MV_48_0_line_83 |  | 78 | 98 | 0.048318 | 0.061 | 0.056 | 608 | 0 | 0.842 | 1 | 1 | cs | TRUE
84 | MV_48_0_line_84 |  | 80 | 81 | 0.047465 | 0.5939 | 0.372 | 9.5 | 0 | 0.21 | 1 | 1 | ol | TRUE
85 | MV_48_0_line_85 |  | 82 | 85 | 0.27822 | 0.1188 | 0.172 | 20.6 | 0 | 0.82 | 1 | 1 | ol | TRUE
86 | MV_48_0_line_86 |  | 84 | 85 | 0.083357 | 0.061 | 0.056 | 608 | 0 | 0.842 | 1 | 1 | cs | TRUE
87 | MV_48_0_line_87 |  | 84 | 86 | 0.47092 | 0.1188 | 0.172 | 20.6 | 0 | 0.82 | 1 | 1 | ol | TRUE
88 | MV_48_0_line_88 |  | 86 | 87 | 0.088239 | 0.061 | 0.056 | 608 | 0 | 0.842 | 1 | 1 | cs | TRUE
89 | MV_48_0_line_89 |  | 87 | 88 | 0.1659 | 0.061 | 0.056 | 608 | 0 | 0.842 | 1 | 1 | cs | TRUE
90 | MV_48_0_line_90 |  | 89 | 90 | 0.01 | 0.445 | 0.132 | 190 | 0 | 0.22 | 1 | 1 | cs | TRUE
91 | MV_48_0_line_91 |  | 90 | 91 | 0.25826 | 0.445 | 0.132 | 190 | 0 | 0.22 | 1 | 1 | cs | TRUE
92 | MV_48_0_line_92 |  | 90 | 92 | 0.25097 | 0.445 | 0.132 | 190 | 0 | 0.22 | 1 | 1 | cs | TRUE
93 | MV_48_0_line_93 |  | 91 | 96 | 0.006716 | 0.445 | 0.132 | 190 | 0 | 0.22 | 1 | 1 | cs | TRUE
94 | MV_48_0_line_94 |  | 92 | 103 | 0.002117 | 0.445 | 0.132 | 190 | 0 | 0.22 | 1 | 1 | cs | TRUE
95 | MV_48_0_line_95 |  | 93 | 94 | 0.46571 | 0.445 | 0.132 | 190 | 0 | 0.22 | 1 | 1 | cs | TRUE
96 | MV_48_0_line_96 |  | 93 | 95 | 0.056523 | 0.5939 | 0.372 | 9.5 | 0 | 0.21 | 1 | 1 | ol | TRUE
97 | MV_48_0_line_97 |  | 94 | 104 | 0.071555 | 0.1188 | 0.172 | 20.6 | 0 | 0.82 | 1 | 1 | ol | TRUE
98 | MV_48_0_line_98 |  | 94 | 97 | 0.62181 | 0.061 | 0.056 | 608 | 0 | 0.842 | 1 | 1 | cs | TRUE
99 | MV_48_0_line_99 |  | 97 | 98 | 0.30836 | 0.061 | 0.056 | 608 | 0 | 0.842 | 1 | 1 | cs | TRUE
100 | MV_48_0_line_100 |  | 97 | 99 | 0.57117 | 0.445 | 0.132 | 190 | 0 | 0.22 | 1 | 1 | cs | TRUE
101 | MV_48_0_line_101 |  | 97 | 100 | 0.008297 | 0.445 | 0.132 | 190 | 0 | 0.22 | 1 | 1 | cs | TRUE
102 | MV_48_0_line_102 |  | 98 | 115 | 0.041519 | 0.445 | 0.132 | 190 | 0 | 0.22 | 1 | 1 | cs | TRUE
103 | MV_48_0_line_103 |  | 99 | 113 | 0.006958 | 0.445 | 0.132 | 190 | 0 | 0.22 | 1 | 1 | cs | TRUE
104 | MV_48_0_line_104 |  | 99 | 114 | 0.27114 | 0.5939 | 0.372 | 9.5 | 0 | 0.21 | 1 | 1 | ol | TRUE
105 | MV_48_0_line_105 |  | 101 | 102 | 0.032166 | 0.445 | 0.132 | 190 | 0 | 0.22 | 1 | 1 | cs | TRUE
106 | MV_48_0_line_106 |  | 103 | 116 | 0.37116 | 0.1188 | 0.172 | 20.6 | 0 | 0.82 | 1 | 1 | ol | TRUE
107 | MV_48_0_line_107 |  | 103 | 117 | 0.23791 | 0.1188 | 0.172 | 20.6 | 0 | 0.82 | 1 | 1 | ol | TRUE
108 | MV_48_0_line_108 |  | 104 | 120 | 0.18691 | 0.1188 | 0.172 | 20.6 | 0 | 0.82 | 1 | 1 | ol | TRUE
109 | MV_48_0_line_109 |  | 105 | 106 | 0.007329 | 0.445 | 0.132 | 190 | 0 | 0.22 | 1 | 1 | cs | TRUE
110 | MV_48_0_line_110 |  | 105 | 107 | 0.015128 | 0.445 | 0.132 | 190 | 0 | 0.22 | 1 | 1 | cs | TRUE
111 | MV_48_0_line_111 |  | 107 | 108 | 0.26381 | 0.445 | 0.132 | 190 | 0 | 0.22 | 1 | 1 | cs | TRUE
112 | MV_48_0_line_112 |  | 107 | 109 | 0.035478 | 0.445 | 0.132 | 190 | 0 | 0.22 | 1 | 1 | cs | TRUE
113 | MV_48_0_line_113 |  | 108 | 110 | 0.008826 | 0.445 | 0.132 | 190 | 0 | 0.22 | 1 | 1 | cs | TRUE
114 | MV_48_0_line_114 |  | 108 | 111 | 0.2656 | 0.445 | 0.132 | 190 | 0 | 0.22 | 1 | 1 | cs | TRUE
115 | MV_48_0_line_115 |  | 111 | 112 | 0.030657 | 0.445 | 0.132 | 190 | 0 | 0.22 | 1 | 1 | cs | TRUE
116 | MV_48_0_line_116 |  | 112 | 121 | 0.25999 | 0.5939 | 0.372 | 9.5 | 0 | 0.21 | 1 | 1 | ol | TRUE
117 | MV_48_0_line_117 |  | 113 | 159 | 0.26453 | 0.5939 | 0.372 | 9.5 | 0 | 0.21 | 1 | 1 | ol | TRUE
118 | MV_48_0_line_118 |  | 114 | 160 | 0.040468 | 0.5939 | 0.372 | 9.5 | 0 | 0.21 | 1 | 1 | ol | TRUE
119 | MV_48_0_line_119 |  | 116 | 137 | 0.006916 | 0.061 | 0.056 | 608 | 0 | 0.842 | 1 | 1 | cs | TRUE
120 | MV_48_0_line_120 |  | 117 | 121 | 0.20111 | 0.061 | 0.056 | 608 | 0 | 0.842 | 1 | 1 | cs | TRUE
121 | MV_48_0_line_121 |  | 117 | 158 | 0.004991 | 0.445 | 0.132 | 190 | 0 | 0.22 | 1 | 1 | cs | TRUE
122 | MV_48_0_line_122 |  | 118 | 119 | 0.0122 | 0.445 | 0.132 | 190 | 0 | 0.22 | 1 | 1 | cs | TRUE
123 | MV_48_0_line_123 |  | 119 | 165 | 0.20307 | 0.445 | 0.132 | 190 | 0 | 0.22 | 1 | 1 | cs | TRUE
124 | MV_48_0_line_124 |  | 120 | 162 | 0.088588 | 0.061 | 0.056 | 608 | 0 | 0.842 | 1 | 1 | cs | TRUE
125 | MV_48_0_line_125 |  | 121 | 143 | 0.012405 | 0.061 | 0.056 | 608 | 0 | 0.842 | 1 | 1 | cs | TRUE
126 | MV_48_0_line_126 |  | 122 | 123 | 0.094495 | 0.445 | 0.132 | 190 | 0 | 0.22 | 1 | 1 | cs | TRUE
127 | MV_48_0_line_127 |  | 122 | 124 | 0.014071 | 0.445 | 0.132 | 190 | 0 | 0.22 | 1 | 1 | cs | TRUE
128 | MV_48_0_line_128 |  | 123 | 125 | 0.34159 | 0.103 | 0.058 | 500 | 0 | 0.638 | 1 | 1 | cs | TRUE
129 | MV_48_0_line_129 |  | 123 | 126 | 0.057483 | 0.1188 | 0.172 | 20.6 | 0 | 0.82 | 1 | 1 | ol | TRUE
130 | MV_48_0_line_130 |  | 124 | 129 | 0.014583 | 0.445 | 0.132 | 190 | 0 | 0.22 | 1 | 1 | cs | TRUE
131 | MV_48_0_line_131 |  | 125 | 127 | 0.19096 | 0.103 | 0.058 | 500 | 0 | 0.638 | 1 | 1 | cs | TRUE
132 | MV_48_0_line_132 |  | 125 | 128 | 0.050072 | 0.445 | 0.132 | 190 | 0 | 0.22 | 1 | 1 | cs | TRUE
133 | MV_48_0_line_133 |  | 126 | 132 | 0.016578 | 0.061 | 0.056 | 608 | 0 | 0.842 | 1 | 1 | cs | TRUE
134 | MV_48_0_line_134 |  | 127 | 136 | 0.088089 | 0.103 | 0.058 | 500 | 0 | 0.638 | 1 | 1 | cs | TRUE
135 | MV_48_0_line_135 |  | 129 | 130 | 0.23662 | 0.445 | 0.132 | 190 | 0 | 0.22 | 1 | 1 | cs | TRUE
136 | MV_48_0_line_136 |  | 130 | 131 | 0.057408 | 0.445 | 0.132 | 190 | 0 | 0.22 | 1 | 1 | cs | TRUE
137 | MV_48_0_line_137 |  | 132 | 133 | 0.059511 | 0.061 | 0.056 | 608 | 0 | 0.842 | 1 | 1 | cs | TRUE
138 | MV_48_0_line_138 |  | 133 | 134 | 0.28714 | 0.061 | 0.056 | 608 | 0 | 0.842 | 1 | 1 | cs | TRUE
139 | MV_48_0_line_139 |  | 133 | 135 | 0.010629 | 0.445 | 0.132 | 190 | 0 | 0.22 | 1 | 1 | cs | TRUE
140 | MV_48_0_line_140 |  | 134 | 143 | 0.015245 | 0.061 | 0.056 | 608 | 0 | 0.842 | 1 | 1 | cs | TRUE
141 | MV_48_0_line_141 |  | 136 | 145 | 0.35777 | 0.119 | 0.32 | 11 | 0 | 0.645 | 1 | 1 | ol | TRUE
142 | MV_48_0_line_142 |  | 137 | 138 | 0.38299 | 0.061 | 0.056 | 608 | 0 | 0.842 | 1 | 1 | cs | TRUE
143 | MV_48_0_line_143 |  | 138 | 144 | 0.041968 | 0.061 | 0.056 | 608 | 0 | 0.842 | 1 | 1 | cs | TRUE
144 | MV_48_0_line_144 |  | 139 | 140 | 0.3501 | 0.445 | 0.132 | 190 | 0 | 0.22 | 1 | 1 | cs | TRUE
145 | MV_48_0_line_145 |  | 139 | 141 | 0.42154 | 0.445 | 0.132 | 190 | 0 | 0.22 | 1 | 1 | cs | TRUE
146 | MV_48_0_line_146 |  | 139 | 142 | 0.10295 | 0.5939 | 0.372 | 9.5 | 0 | 0.21 | 1 | 1 | ol | TRUE
147 | MV_48_0_line_147 |  | 140 | 147 | 0.037507 | 0.5939 | 0.372 | 9.5 | 0 | 0.21 | 1 | 1 | ol | TRUE
148 | MV_48_0_line_148 |  | 140 | 145 | 0.30534 | 0.445 | 0.132 | 190 | 0 | 0.22 | 1 | 1 | cs | TRUE
149 | MV_48_0_line_149 |  | 141 | 156 | 0.47872 | 0.445 | 0.132 | 190 | 0 | 0.22 | 1 | 1 | cs | TRUE
150 | MV_48_0_line_150 |  | 141 | 157 | 0.092809 | 0.5939 | 0.372 | 9.5 | 0 | 0.21 | 1 | 1 | ol | TRUE
151 | MV_48_0_line_151 |  | 141 | 151 | 0.20449 | 0.445 | 0.132 | 190 | 0 | 0.22 | 1 | 1 | cs | TRUE
152 | MV_48_0_line_152 |  | 141 | 153 | 0.29721 | 0.445 | 0.132 | 190 | 0 | 0.22 | 1 | 1 | cs | TRUE
153 | MV_48_0_line_153 |  | 144 | 165 | 0.28381 | 0.1188 | 0.172 | 20.6 | 0 | 0.82 | 1 | 1 | ol | TRUE
154 | MV_48_0_line_154 |  | 145 | 146 | 0.0546 | 0.445 | 0.132 | 190 | 0 | 0.22 | 1 | 1 | cs | TRUE
155 | MV_48_0_line_155 |  | 148 | 149 | 0.1681 | 0.445 | 0.132 | 190 | 0 | 0.22 | 1 | 1 | cs | TRUE
156 | MV_48_0_line_156 |  | 148 | 150 | 0.0067015 | 0.445 | 0.132 | 190 | 0 | 0.22 | 1 | 1 | cs | TRUE
157 | MV_48_0_line_157 |  | 149 | 155 | 0.010204 | 0.445 | 0.132 | 190 | 0 | 0.22 | 1 | 1 | cs | TRUE
158 | MV_48_0_line_158 |  | 149 | 153 | 0.20002 | 0.445 | 0.132 | 190 | 0 | 0.22 | 1 | 1 | cs | TRUE
159 | MV_48_0_line_159 |  | 151 | 152 | 0.011618 | 0.5939 | 0.372 | 9.5 | 0 | 0.21 | 1 | 1 | ol | TRUE
160 | MV_48_0_line_160 |  | 153 | 154 | 0.035289 | 0.445 | 0.132 | 190 | 0 | 0.22 | 1 | 1 | cs | TRUE
161 | MV_48_0_line_161 |  | 156 | 166 | 0.076489 | 0.445 | 0.132 | 190 | 0 | 0.22 | 1 | 1 | cs | TRUE
162 | MV_48_0_line_162 |  | 161 | 162 | 0.16313 | 0.061 | 0.056 | 608 | 0 | 0.842 | 1 | 1 | cs | TRUE
163 | MV_48_0_line_163 |  | 161 | 163 | 0.40307 | 0.5939 | 0.372 | 9.5 | 0 | 0.21 | 1 | 1 | ol | TRUE
164 | MV_48_0_line_164 |  | 161 | 164 | 0.14869 | 0.1188 | 0.172 | 20.6 | 0 | 0.82 | 1 | 1 | ol | TRUE
165 | MV_48_0_line_165 |  | 164 | 165 | 0.060751 | 0.061 | 0.056 | 608 | 0 | 0.842 | 1 | 1 | cs | TRUE

## trafo
| name | std_type | hv_bus | lv_bus | sn_mva | vn_hv_kv | vn_lv_kv | vk_percent | vkr_percent | pfe_kw | i0_percent | shift_degree | tap_side | tap_neutral | tap_min | tap_max | tap_step_percent | tap_step_degree | tap_pos | tap_phase_shifter | parallel | df | in_service
0 | MV_48_0_trafo_143 | 25 MVA 110/20 kV | 167 | 69 | 25 | 110 | 20 | 12 | 0.41 | 14 | 0.07 | 150 | hv | 0 | -9 | 9 | 1.5 | 0 | 0 | FALSE | 1 | 1 | TRUE

## bus_geodata
| x | y | coords
0 | 2751188.8685 | 1257303.2626
1 | 2750444.8142 | 1258340.5554
2 | 2750417.9596 | 1258360.7707
3 | 2750460.7122 | 1258419.2263
4 | 2751315.2542 | 1261804.4704
5 | 2751339.8394 | 1262957.015
6 | 2751280.1147 | 1261826.2813
7 | 2749627.1951 | 1259613.6672
8 | 2749629.6135 | 1259615.5524
9 | 2749677.4468 | 1259545.0255
10 | 2749440.8238 | 1259857.4327
11 | 2749659.6175 | 1259400.8763
12 | 2750306.6945 | 1262028.6725
13 | 2749392.5767 | 1259950.8069
14 | 2750353.2374 | 1262038.7097
15 | 2749642.9747 | 1259371.0148
16 | 2749696.0572 | 1259399.4068
17 | 2749414.9122 | 1259903.1014
18 | 2749030.7195 | 1259950.994
19 | 2749038.7026 | 1259983.7052
20 | 2749579.3098 | 1259358.404
21 | 2749724.3858 | 1259396.399
22 | 2748860.2393 | 1259154.6726
23 | 2749397.0479 | 1259022.9576
24 | 2749435.8165 | 1259223.1119
25 | 2749398.6244 | 1258985.6383
26 | 2749569.1067 | 1259383.115
27 | 2749427.8449 | 1259230.8627
28 | 2749805.9248 | 1259384.5618
29 | 2749783.4156 | 1259383.8581
30 | 2749054.7533 | 1257885.652
31 | 2749056.5096 | 1257831.8322
32 | 2749477.4483 | 1257439.5271
33 | 2749459.6075 | 1258781.6655
34 | 2749541.2037 | 1258778.3121
35 | 2749484.5068 | 1257436.3578
36 | 2749567.6509 | 1257654.1276
37 | 2749495.5504 | 1258120.3876
38 | 2749601.0447 | 1257674.329
39 | 2749542.3082 | 1258120.213
40 | 2750389.6517 | 1258699.7093
41 | 2750379.0601 | 1258666.5629
42 | 2750473.0828 | 1258439.4034
43 | 2750478.1043 | 1258447.5936
44 | 2751082.3405 | 1263220.9757
45 | 2751057.5885 | 1263136.6919
46 | 2750870.6014 | 1263100.4493
47 | 2751133.4136 | 1263044.3581
48 | 2750866.4933 | 1263310.0334
49 | 2750862.666 | 1263080.6269
50 | 2751141.8406 | 1263039.6242
51 | 2750672.8616 | 1263311.0983
52 | 2750866.3818 | 1263314.4016
53 | 2751147.0025 | 1263052.3356
54 | 2750532.4051 | 1263320.6201
55 | 2750697.8469 | 1263310.7679
56 | 2750484.9248 | 1263349.5743
57 | 2750490.5767 | 1263081.8044
58 | 2750479.5346 | 1263042.4407
59 | 2750393.56 | 1263105.1935
60 | 2750520.8325 | 1263070.7743
61 | 2751256.8812 | 1262998.2487
62 | 2750489.6693 | 1258466.4569
63 | 2750492.5351 | 1258471.1311
64 | 2749581.3767 | 1262947.0276
65 | 2749584.4051 | 1262951.8534
66 | 2749511.398 | 1262834.8794
67 | 2749624.7183 | 1263020.4307
68 | 2749448.5614 | 1262680.4369
69 | 2750116.668 | 1263100.375
70 | 2750200.6112 | 1263106.7363
71 | 2749729.5881 | 1263051.5263
72 | 2749902.0407 | 1263353.9095
73 | 2749888.8378 | 1263357.4229
74 | 2749347.0504 | 1262729.7889
75 | 2749836.64 | 1263609.0861
76 | 2749787.8956 | 1263613.5225
77 | 2749948.3246 | 1263729.4934
78 | 2749381.0126 | 1263543.9835
79 | 2750378.6655 | 1263107.4629
80 | 2750286.2192 | 1263277.0043
81 | 2750238.8528 | 1263273.9534
82 | 2750479.4898 | 1263042.2808
83 | 2750038.3773 | 1263732.7665
84 | 2750652.2998 | 1262740.0446
85 | 2750650.1881 | 1262822.5738
86 | 2750580.7004 | 1262274.5983
87 | 2750544.3634 | 1262194.1886
88 | 2750452.2418 | 1262057.2455
89 | 2750009.9226 | 1264235.3089
90 | 2750013.8263 | 1264226.0986
91 | 2749909.8039 | 1264152.2196
92 | 2749932.2186 | 1264394.6431
93 | 2749752.8546 | 1264000.7907
94 | 2749480.3257 | 1264004.5104
95 | 2749746.7205 | 1263944.6011
96 | 2749907.1269 | 1264146.0567
97 | 2749478.5517 | 1263777.3821
98 | 2749361.3567 | 1263588.1424
99 | 2749128.506 | 1263874.7978
100 | 2749479.5288 | 1263769.143
101 | 2749986.6915 | 1263852.3787
102 | 2750018.911 | 1263854.0421
103 | 2749932.0295 | 1264396.7515
104 | 2749445.9573 | 1264067.2715
105 | 2750140.1658 | 1264380.3382
106 | 2750147.45 | 1264381.3242
107 | 2750137.4654 | 1264368.8803
108 | 2750263.9947 | 1264297.0886
109 | 2750102.5214 | 1264362.7464
110 | 2750272.7597 | 1264295.8545
111 | 2750309.4242 | 1264521.0469
112 | 2750287.0876 | 1264501.2925
113 | 2749127.8037 | 1263881.7203
114 | 2748975.0667 | 1263651.2511
115 | 2749344.4657 | 1263626.0872
116 | 2749760.269 | 1264725.7747
117 | 2749896.1236 | 1264631.9337
118 | 2749635.6323 | 1264268.6481
119 | 2749633.2344 | 1264280.6106
120 | 2749262.6744 | 1264103.9236
121 | 2750061.5435 | 1264630.617
122 | 2750460.0852 | 1264674.1999
123 | 2750385.3107 | 1264721.7346
124 | 2750468.8284 | 1264663.1557
125 | 2750374.4975 | 1264894.9012
126 | 2750328.468 | 1264730.2867
127 | 2750296.6107 | 1265008.6247
128 | 2750422.7353 | 1264881.5703
129 | 2750477.2029 | 1264651.2012
130 | 2750609.5719 | 1264665.6525
131 | 2750581.5157 | 1264709.5268
132 | 2750311.9321 | 1264731.9346
133 | 2750253.9238 | 1264745.1403
134 | 2750066.9674 | 1264656.7699
135 | 2750251.7244 | 1264734.7405
136 | 2750220.8639 | 1265053.5934
137 | 2749766.1446 | 1264729.4049
138 | 2749525.7885 | 1264602.3273
139 | 2749747.0163 | 1264971.2197
140 | 2749725.2306 | 1265064.0838
141 | 2749402.2602 | 1264997.5915
142 | 2749708.9651 | 1264875.5597
143 | 2750067.4525 | 1264641.5335
144 | 2749483.7934 | 1264599.4404
145 | 2749863.1035 | 1265055.4904
146 | 2749843.9807 | 1265004.3491
147 | 2749690.8834 | 1265079.1516
148 | 2749046.4186 | 1265086.6223
149 | 2749087.903 | 1265205.4211
150 | 2749048.1004 | 1265093.1093
151 | 2749437.4283 | 1265188.6059
152 | 2749448.6615 | 1265185.6424
153 | 2749206.657 | 1265120.4535
154 | 2749219.65 | 1265153.0464
155 | 2749078.0328 | 1265208.1194
156 | 2749081.9532 | 1264877.2633
157 | 2749311.5191 | 1265017.0744
158 | 2749900.5873 | 1264634.1935
159 | 2748865.5096 | 1263916.0573
160 | 2748937.7822 | 1263635.5185
161 | 2749334.4713 | 1264259.6482
162 | 2749200.5341 | 1264167.2301
163 | 2749076.9064 | 1264569.6937
164 | 2749483.0855 | 1264254.8983
165 | 2749482.3324 | 1264315.6292
166 | 2749055.9639 | 1264805.992
167 | 2750116.668 | 1263100.375

## line_std_types
| c_nf_per_km | r_ohm_per_km | x_ohm_per_km | max_i_ka | type | q_mm2 | alpha | voltage_rating
NAYY 4x50 SE | 210 | 0.642 | 0.083 | 0.142 | cs | 50 | 0.00403 | LV
NAYY 4x120 SE | 264 | 0.225 | 0.08 | 0.242 | cs | 120 | 0.00403 | LV
NAYY 4x150 SE | 261 | 0.208 | 0.08 | 0.27 | cs | 150 | 0.00403 | LV
NA2XS2Y 1x95 RM/25 12/20 kV | 216 | 0.313 | 0.132 | 0.252 | cs | 95 | 0.00403 | MV
NA2XS2Y 1x185 RM/25 12/20 kV | 273 | 0.161 | 0.117 | 0.362 | cs | 185 | 0.00403 | MV
NA2XS2Y 1x240 RM/25 12/20 kV | 304 | 0.122 | 0.112 | 0.421 | cs | 240 | 0.00403 | MV
NA2XS2Y 1x95 RM/25 6/10 kV | 315 | 0.313 | 0.123 | 0.249 | cs | 95 | 0.00403 | MV
NA2XS2Y 1x185 RM/25 6/10 kV | 406 | 0.161 | 0.11 | 0.358 | cs | 185 | 0.00403 | MV
NA2XS2Y 1x240 RM/25 6/10 kV | 456 | 0.122 | 0.105 | 0.416 | cs | 240 | 0.00403 | MV
NA2XS2Y 1x150 RM/25 12/20 kV | 250 | 0.206 | 0.116 | 0.319 | cs | 150 | 0.00403 | MV
NA2XS2Y 1x120 RM/25 12/20 kV | 230 | 0.253 | 0.119 | 0.283 | cs | 120 | 0.00403 | MV
NA2XS2Y 1x70 RM/25 12/20 kV | 190 | 0.443 | 0.132 | 0.22 | cs | 70 | 0.00403 | MV
NA2XS2Y 1x150 RM/25 6/10 kV | 360 | 0.206 | 0.11 | 0.315 | cs | 150 | 0.00403 | MV
NA2XS2Y 1x120 RM/25 6/10 kV | 340 | 0.253 | 0.113 | 0.28 | cs | 120 | 0.00403 | MV
NA2XS2Y 1x70 RM/25 6/10 kV | 280 | 0.443 | 0.123 | 0.217 | cs | 70 | 0.00403 | MV
N2XS(FL)2Y 1x120 RM/35 64/110 kV | 112 | 0.153 | 0.166 | 0.366 | cs | 120 | 0.00393 | HV
N2XS(FL)2Y 1x185 RM/35 64/110 kV | 125 | 0.099 | 0.156 | 0.457 | cs | 185 | 0.00393 | HV
N2XS(FL)2Y 1x240 RM/35 64/110 kV | 135 | 0.075 | 0.149 | 0.526 | cs | 240 | 0.00393 | HV
N2XS(FL)2Y 1x300 RM/35 64/110 kV | 144 | 0.06 | 0.144 | 0.588 | cs | 300 | 0.00393 | HV
15-AL1/3-ST1A 0.4 | 11 | 1.8769 | 0.35 | 0.105 | ol | 16 | 0.00403 | LV
24-AL1/4-ST1A 0.4 | 11.25 | 1.2012 | 0.335 | 0.14 | ol | 24 | 0.00403 | LV
48-AL1/8-ST1A 0.4 | 12.2 | 0.5939 | 0.3 | 0.21 | ol | 48 | 0.00403 | LV
94-AL1/15-ST1A 0.4 | 13.2 | 0.306 | 0.29 | 0.35 | ol | 94 | 0.00403 | LV
34-AL1/6-ST1A 10.0 | 9.7 | 0.8342 | 0.36 | 0.17 | ol | 34 | 0.00403 | MV
48-AL1/8-ST1A 10.0 | 10.1 | 0.5939 | 0.35 | 0.21 | ol | 48 | 0.00403 | MV
70-AL1/11-ST1A 10.0 | 10.4 | 0.4132 | 0.339 | 0.29 | ol | 70 | 0.00403 | MV
94-AL1/15-ST1A 10.0 | 10.75 | 0.306 | 0.33 | 0.35 | ol | 94 | 0.00403 | MV
122-AL1/20-ST1A 10.0 | 11.1 | 0.2376 | 0.323 | 0.41 | ol | 122 | 0.00403 | MV
149-AL1/24-ST1A 10.0 | 11.25 | 0.194 | 0.315 | 0.47 | ol | 149 | 0.00403 | MV
34-AL1/6-ST1A 20.0 | 9.15 | 0.8342 | 0.382 | 0.17 | ol | 34 | 0.00403 | MV
48-AL1/8-ST1A 20.0 | 9.5 | 0.5939 | 0.372 | 0.21 | ol | 48 | 0.00403 | MV
70-AL1/11-ST1A 20.0 | 9.7 | 0.4132 | 0.36 | 0.29 | ol | 70 | 0.00403 | MV
94-AL1/15-ST1A 20.0 | 10 | 0.306 | 0.35 | 0.35 | ol | 94 | 0.00403 | MV
122-AL1/20-ST1A 20.0 | 10.3 | 0.2376 | 0.344 | 0.41 | ol | 122 | 0.00403 | MV
149-AL1/24-ST1A 20.0 | 10.5 | 0.194 | 0.337 | 0.47 | ol | 149 | 0.00403 | MV
184-AL1/30-ST1A 20.0 | 10.75 | 0.1571 | 0.33 | 0.535 | ol | 184 | 0.00403 | MV
243-AL1/39-ST1A 20.0 | 11 | 0.1188 | 0.32 | 0.645 | ol | 243 | 0.00403 | MV
48-AL1/8-ST1A 110.0 | 8 | 0.5939 | 0.46 | 0.21 | ol | 48 | 0.00403 | HV
70-AL1/11-ST1A 110.0 | 8.4 | 0.4132 | 0.45 | 0.29 | ol | 70 | 0.00403 | HV
94-AL1/15-ST1A 110.0 | 8.65 | 0.306 | 0.44 | 0.35 | ol | 94 | 0.00403 | HV
122-AL1/20-ST1A 110.0 | 8.5 | 0.2376 | 0.43 | 0.41 | ol | 122 | 0.00403 | HV
149-AL1/24-ST1A 110.0 | 8.75 | 0.194 | 0.41 | 0.47 | ol | 149 | 0.00403 | HV
184-AL1/30-ST1A 110.0 | 8.8 | 0.1571 | 0.4 | 0.535 | ol | 184 | 0.00403 | HV
243-AL1/39-ST1A 110.0 | 9 | 0.1188 | 0.39 | 0.645 | ol | 243 | 0.00403 | HV
305-AL1/39-ST1A 110.0 | 9.2 | 0.0949 | 0.38 | 0.74 | ol | 305 | 0.00403 | HV
490-AL1/64-ST1A 110.0 | 9.75 | 0.059 | 0.37 | 0.96 | ol | 490 | 0.00403 | HV
679-AL1/86-ST1A 110.0 | 9.95 | 0.042 | 0.36 | 1.15 | ol | 679 | 0.00403 | HV
490-AL1/64-ST1A 220.0 | 10 | 0.059 | 0.285 | 0.96 | ol | 490 | 0.00403 | HV
679-AL1/86-ST1A 220.0 | 11.7 | 0.042 | 0.275 | 1.15 | ol | 679 | 0.00403 | HV
490-AL1/64-ST1A 380.0 | 11 | 0.059 | 0.253 | 0.96 | ol | 490 | 0.00403 | HV
679-AL1/86-ST1A 380.0 | 14.6 | 0.042 | 0.25 | 1.15 | ol | 679 | 0.00403 | HV

## trafo_std_types
| i0_percent | pfe_kw | vkr_percent | sn_mva | vn_lv_kv | vn_hv_kv | vk_percent | shift_degree | vector_group | tap_side | tap_neutral | tap_min | tap_max | tap_step_degree | tap_step_percent | tap_phase_shifter
160 MVA 380/110 kV | 0.06 | 60 | 0.25 | 160 | 110 | 380 | 12.2 | 0 | Yy0 | hv | 0 | -9 | 9 | 0 | 1.5 | FALSE
100 MVA 220/110 kV | 0.06 | 55 | 0.26 | 100 | 110 | 220 | 12 | 0 | Yy0 | hv | 0 | -9 | 9 | 0 | 1.5 | FALSE
63 MVA 110/20 kV | 0.04 | 22 | 0.32 | 63 | 20 | 110 | 18 | 150 | YNd5 | hv | 0 | -9 | 9 | 0 | 1.5 | FALSE
40 MVA 110/20 kV | 0.05 | 18 | 0.34 | 40 | 20 | 110 | 16.2 | 150 | YNd5 | hv | 0 | -9 | 9 | 0 | 1.5 | FALSE
25 MVA 110/20 kV | 0.07 | 14 | 0.41 | 25 | 20 | 110 | 12 | 150 | YNd5 | hv | 0 | -9 | 9 | 0 | 1.5 | FALSE
63 MVA 110/10 kV | 0.04 | 22 | 0.32 | 63 | 10 | 110 | 18 | 150 | YNd5 | hv | 0 | -9 | 9 | 0 | 1.5 | FALSE
40 MVA 110/10 kV | 0.05 | 18 | 0.34 | 40 | 10 | 110 | 16.2 | 150 | YNd5 | hv | 0 | -9 | 9 | 0 | 1.5 | FALSE
25 MVA 110/10 kV | 0.07 | 14 | 0.41 | 25 | 10 | 110 | 12 | 150 | YNd5 | hv | 0 | -9 | 9 | 0 | 1.5 | FALSE
0.25 MVA 20/0.4 kV | 0.32 | 0.8 | 1.44 | 0.25 | 0.4 | 20 | 6 | 150 | Yzn5 | hv | 0 | -2 | 2 | 0 | 2.5 | FALSE
0.4 MVA 20/0.4 kV | 0.3375 | 1.35 | 1.425 | 0.4 | 0.4 | 20 | 6 | 150 | Dyn5 | hv | 0 | -2 | 2 | 0 | 2.5 | FALSE
0.63 MVA 20/0.4 kV | 0.2619 | 1.65 | 1.206 | 0.63 | 0.4 | 20 | 6 | 150 | Dyn5 | hv | 0 | -2 | 2 | 0 | 2.5 | FALSE
0.25 MVA 10/0.4 kV | 0.24 | 0.6 | 1.2 | 0.25 | 0.4 | 10 | 4 | 150 | Dyn5 | hv | 0 | -2 | 2 | 0 | 2.5 | FALSE
0.4 MVA 10/0.4 kV | 0.2375 | 0.95 | 1.325 | 0.4 | 0.4 | 10 | 4 | 150 | Dyn5 | hv | 0 | -2 | 2 | 0 | 2.5 | FALSE
0.63 MVA 10/0.4 kV | 0.1873 | 1.18 | 1.0794 | 0.63 | 0.4 | 10 | 4 | 150 | Dyn5 | hv | 0 | -2 | 2 | 0 | 2.5 | FALSE

## trafo3w_std_types
| sn_hv_mva | sn_mv_mva | sn_lv_mva | vn_hv_kv | vn_mv_kv | vn_lv_kv | vk_hv_percent | vk_mv_percent | vk_lv_percent | vkr_hv_percent | vkr_mv_percent | vkr_lv_percent | pfe_kw | i0_percent | shift_mv_degree | shift_lv_degree | vector_group | tap_side | tap_neutral | tap_min | tap_max | tap_step_percent
63/25/38 MVA 110/20/10 kV | 63 | 25 | 38 | 110 | 20 | 10 | 10.4 | 10.4 | 10.4 | 0.28 | 0.32 | 0.35 | 35 | 0.89 | 0 | 0 | YN0yn0yn0 | hv | 0 | -10 | 10 | 1.2
63/25/38 MVA 110/10/10 kV | 63 | 25 | 38 | 110 | 10 | 10 | 10.4 | 10.4 | 10.4 | 0.28 | 0.32 | 0.35 | 35 | 0.89 | 0 | 0 | YN0yn0yn0 | hv | 0 | -10 | 10 | 1.2

## fuse_std_types
| fuse_type | i_rated_a | t_avg | t_min | t_total | x_avg | x_min | x_total
HV 100A | HV 100A | 100 | 0 | [10.0, 3.64, 0.854, 0.281, 0.1, 0.0531, 0.022, 0.01] | [10.0, 4.267, 1.21, 0.403, 0.1, 0.058, 0.022, 0.01] | 0 | [300.0, 350.0, 450.0, 550.0, 700.0, 850.0, 1200.0, 1752.0] | [600.0, 700.0, 900.0, 1150.0, 1665.0, 2000.0, 3000.0, 4313.0]
HV 10A | HV 10A | 10 | 0 | [10.0, 1675.0, 0.344, 0.156, 0.1, 0.0417, 0.0171, 0.01] | [10.0, 1.3, 0.3, 0.155, 0.1, 0.0555, 0.023, 0.01] | 0 | [30.0, 32.0, 35.0, 37.0, 39.0, 50.0, 70.0, 88.0] | [60.0, 70.0, 80.0, 87.0, 94.0, 110.0, 150.0, 216.0]
HV 125A | HV 125A | 125 | 0 | [10.0, 1.82, 0.344, 0.1, 0.0467, 0.0269, 0.01] | [10.0, 2.478, 0.426, 0.1, 0.0427, 0.0211, 0.01] | 0 | [375.0, 500.0, 700.0, 925.0, 1200.0, 1500.0, 2341.0] | [750.0, 1000.0, 1500.0, 2200.0, 3000.0, 4000.0, 5765.0]
HV 160A | HV 160A | 160 | 0 | [10.0, 4.15, 1.03, 0.198, 0.1, 0.051, 0.0172, 0.01] | [10.0, 2.3, 0.734, 0.274, 0.1, 0.046, 0.0177, 0.01] | 0 | [480.0, 550.0, 700.0, 1000.0, 1260.0, 1600.0, 2500.0, 3227.0] | [960.0, 1300.0, 1700.0, 2200.0, 2996.0, 4000.0, 6000.0, 7946.0]
HV 16A | HV 16A | 16 | 0 | [10.0, 0.352, 0.164, 0.1, 0.0649, 0.0342, 0.01] | [10.0, 2.34, 0.722, 0.181, 0.1, 0.055, 0.0296, 0.01] | 0 | [48.0, 60.0, 65.0, 71.0, 80.0, 100.0, 162.0] | [96.0, 110.0, 125.0, 150.0, 168.0, 200.0, 250.0, 398.0]
HV 200A | HV 200A | 200 | 0 | [10.0, 4.267, 1.21, 0.403, 0.1, 0.058, 0.022, 0.01] | [10.0, 3.73, 1.654, 0.328, 0.1, 0.0531, 0.019, 0.01] | 0 | [600.0, 700.0, 900.0, 1150.0, 1665.0, 2000.0, 3000.0, 4313.0] | [1200.0, 1500.0, 1800.0, 2700.0, 3960.0, 5000.0, 7500.0, 10620.0]
HV 20A | HV 20A | 20 | 0 | [10.0, 1.3, 0.3, 0.155, 0.1, 0.0555, 0.023, 0.01] | [10.0, 1.3, 0.161, 0.1, 0.0611, 0.0399, 0.0141, 0.01] | 0 | [60.0, 70.0, 80.0, 87.0, 94.0, 110.0, 150.0, 216.0] | [120.0, 150.0, 200.0, 223.0, 260.0, 300.0, 450.0, 532.0]
HV 25A | HV 25A | 25 | 0 | [10.0, 2.512, 0.833, 0.299, 0.1, 0.0372, 0.0223, 0.01] | [10.0, 3.125, 0.597, 0.198, 0.1, 0.0378, 0.022, 0.01] | 0 | [75.0, 82.0, 90.0, 100.0, 124.0, 170.0, 200.0, 289.0] | [150.0, 170.0, 210.0, 250.0, 294.0, 400.0, 500.0, 711.0]
HV 31.5A | HV 31.5A | 31.5 | 0 | [10.0, 2.34, 0.722, 0.181, 0.1, 0.055, 0.0296, 0.01] | [10.0, 2.84, 0.368, 0.164, 0.1, 0.0621, 0.0378, 0.0195, 0.01] | 0 | [95.0, 110.0, 125.0, 150.0, 165.0, 200.0, 250.0, 390.0] | [189.0, 220.0, 300.0, 350.0, 393.0, 450.0, 530.0, 700.0, 960.0]
HV 40A | HV 40A | 40 | 0 | [10.0, 1.3, 0.161, 0.1, 0.0611, 0.0399, 0.0141, 0.01] | [10.0, 2.05, 0.369, 0.198, 0.1, 0.051, 0.0298, 0.01] | 0 | [120.0, 150.0, 200.0, 223.0, 260.0, 300.0, 450.0, 532.0] | [240.0, 300.0, 400.0, 450.0, 530.0, 650.0, 800.0, 1311.0]
HV 50A | HV 50A | 50 | 0 | [10.0, 3.215, 0.597, 0.198, 0.1, 0.0378, 0.022, 0.01] | [10.0, 3.64, 0.854, 0.281, 0.1, 0.0531, 0.022, 0.01] | 0 | [150.0, 170.0, 210.0, 250.0, 294.0, 400.0, 500.0, 711.0] | [300.0, 350.0, 450.0, 550.0, 700.0, 850.0, 1200.0, 1752.0]
HV 6.3A | HV 6.3A | 6.3 | 0 | [10.0, 1.39, 0.344, 0.168, 0.1, 0.056, 0.0263, 0.01] | [10.0, 1.711, 0.516, 0.198, 0.1, 0.0634, 0.0303, 0.01] | 0 | [19.0, 19.5, 20.4, 20.8, 22.0, 25.0, 32.0, 48.0] | [38.0, 40.0, 43.0, 48.0, 53.0, 60.0, 75.0, 118.0]
HV 63A | HV 63A | 63 | 0 | [10.0, 2.84, 0.368, 0.164, 0.1, 0.0621, 0.0378, 0.0195, 0.01] | [10.0, 1.82, 0.344, 0.1, 0.0467, 0.0269, 0.01] | 0 | [189.0, 220.0, 300.0, 350.0, 393.0, 450.0, 530.0, 700.0, 961.0] | [378.0, 500.0, 700.0, 934.0, 1200.0, 1500.0, 2366.0]
HV 80A | HV 80A | 80 | 0 | [10.0, 2.05, 0.369, 0.198, 0.1, 0.051, 0.0298, 0.01] | [10.0, 4.15, 1.03, 0.198, 0.1, 0.051, 0.0172, 0.01] | 0 | [240.0, 300.0, 400.0, 450.0, 530.0, 650.0, 800.0, 1311.0] | [480.0, 550.0, 700.0, 1000.0, 1260.0, 1600.0, 2500.0, 3227.0]
Siemens NH-1-100 | Siemens NH-1-100 | 100 | [5400.0, 2000.0, 400.0, 20.0, 1.0, 0.2, 0.012, 0.004] | 0 | 0 | [150.0, 190.0, 250.0, 430.0, 900.0, 1250.0, 2700.0, 3600.0] | 0 | 0
Siemens NH-1-125 | Siemens NH-1-125 | 125 | [4800.0, 120.0, 7.0, 0.1, 0.004] | 0 | 0 | [180.0, 400.0, 740.0, 2000.0, 4250.0] | 0 | 0
Siemens NH-1-16 | Siemens NH-1-16 | 16 | [4000.0, 400.0, 2.0, 0.1, 0.04, 0.01] | 0 | 0 | [26.0, 35.0, 75.0, 150.0, 200.0, 300.0] | 0 | 0
Siemens NH-1-160 | Siemens NH-1-160 | 160 | [4800.0, 120.0, 7.0, 0.1, 0.004] | 0 | 0 | [210.0, 500.0, 900.0, 2300.0, 5000.0] | 0 | 0
Siemens NH-1-25 | Siemens NH-1-25 | 25 | [4000.0, 1000.0, 10.0, 0.2, 0.02, 0.01] | 0 | 0 | [40.0, 50.0, 100.0, 210.0, 400.0, 500.0] | 0 | 0
Siemens NH-1-50 | Siemens NH-1-50 | 50 | [4000.0, 40.0, 4.0, 1.0, 0.02, 0.01] | 0 | 0 | [86.0, 200.0, 300.0, 400.0, 1000.0, 1280.0] | 0 | 0
Siemens NH-1-63 | Siemens NH-1-63 | 63 | [4000.0, 100.0, 10.0, 2.0, 0.04, 0.01] | 0 | 0 | [100.0, 200.0, 300.0, 400.0, 1000.0, 1500.0] | 0 | 0
Siemens NH-1-80 | Siemens NH-1-80 | 80 | [4800.0, 120.0, 7.0, 0.1, 0.01] | 0 | 0 | [150.58, 250.0, 450.0, 1150.0, 2470.0] | 0 | 0
Siemens NH-2-1000 | Siemens NH-2-1000 | 1000 | [4800.0, 120.0, 7.0, 0.1, 0.004] | 0 | 0 | [1900.0, 3500.0, 8400.0, 24000.0, 52000.0] | 0 | 0
Siemens NH-2-200 | Siemens NH-2-200 | 200 | [4800.0, 120.0, 7.0, 0.1, 0.004] | 0 | 0 | [280.0, 650.0, 1200.0, 3000.0, 7000.0] | 0 | 0
Siemens NH-2-224 | Siemens NH-2-224 | 224 | [4800.0, 120.0, 7.0, 0.2, 0.04, 0.004] | 0 | 0 | [400.0, 750.0, 1453.0, 3025.0, 4315.0, 7600.0] | 0 | 0
Siemens NH-2-250 | Siemens NH-2-250 | 250 | [4800.0, 120.0, 7.0, 0.1, 0.004] | 0 | 0 | [450.0, 800.0, 1650.0, 4000.0, 8500.0] | 0 | 0
Siemens NH-2-315 | Siemens NH-2-315 | 315 | [4800.0, 120.0, 7.0, 0.1, 0.004] | 0 | 0 | [550.0, 920.0, 1900.0, 5000.0, 11000.0] | 0 | 0
Siemens NH-2-355 | Siemens NH-2-355 | 355 | [4800.0, 120.0, 6.0, 0.1, 0.004] | 0 | 0 | [650.0, 1116.27, 2350.0, 5840.0, 12790.0] | 0 | 0
Siemens NH-2-400 | Siemens NH-2-400 | 400 | [4800.0, 120.0, 7.0, 0.1, 0.004] | 0 | 0 | [720.0, 1350.0, 2800.0, 6500.0, 15000.0] | 0 | 0
Siemens NH-2-425 | Siemens NH-2-425 | 425 | [4800.0, 120.0, 7.0, 0.1, 0.004] | 0 | 0 | [850.0, 1500.0, 3050.0, 7500.0, 16500.0] | 0 | 0
Siemens NH-2-630 | Siemens NH-2-630 | 630 | [4800.0, 120.0, 7.0, 0.1, 0.004] | 0 | 0 | [1200.0, 2000.0, 4800.0, 12000.0, 26000.0] | 0 | 0

## res_bus
| vm_pu | va_degree | p_mw | q_mvar
0 | 0.9842 | -0.37173 | 0.24154 | 0.11698
1 | 0.98481 | -0.3678 | 0 | 0
2 | 0.98485 | -0.3682 | 0.25821 | 0.12506
3 | 0.9847 | -0.36689 | 0 | 0
4 | 0.99483 | -0.028105 | 0 | 0
5 | 0.99495 | -0.027709 | 0 | 0
6 | 0.99483 | -0.028071 | 0.071829 | 0.034788
7 | 0.99098 | -0.29141 | 0.37741 | 0.18279
8 | 0.99098 | -0.29136 | 0 | 0
9 | 0.99084 | -0.29638 | 0 | 0
10 | 0.99124 | -0.28651 | 0 | 0
11 | 0.99071 | -0.29884 | 0 | 0
12 | 0.99618 | -0.11607 | 0.2919 | 0.14137
13 | 0.99133 | -0.28478 | 0 | 0
14 | 0.99623 | -0.11516 | 0 | 0
15 | 0.99068 | -0.29936 | 0 | 0
16 | 0.99069 | -0.29869 | 0.076284 | 0.036946
17 | 0.99128 | -0.28568 | 0.35612 | 0.17247
18 | 0.99123 | -0.28396 | 0 | 0
19 | 0.99122 | -0.28388 | 0.19985 | 0.09679
20 | 0.99058 | -0.30273 | 0.41354 | 0.20029
21 | 0.99068 | -0.2986 | 0 | 0
22 | 0.99003 | -0.31442 | 0.17059 | 0.082622
23 | 0.99022 | -0.31324 | 0.16307 | 0.078977
24 | 0.99045 | -0.30525 | 0 | 0
25 | 0.99019 | -0.31384 | 0 | 0
26 | 0.99057 | -0.30302 | 0 | 0
27 | 0.99044 | -0.30521 | 0.32976 | 0.15971
28 | 0.99062 | -0.29806 | 0.29199 | 0.14142
29 | 0.99063 | -0.29814 | 0 | 0
30 | 0.98756 | -0.34915 | 0.078454 | 0.037997
31 | 0.98757 | -0.3491 | 0 | 0
32 | 0.98764 | -0.3494 | 0 | 0
33 | 0.99 | -0.31732 | 0 | 0
34 | 0.98993 | -0.31864 | 0.18579 | 0.089982
35 | 0.98763 | -0.34939 | 0.12804 | 0.062011
36 | 0.9877 | -0.34973 | 0 | 0
37 | 0.98869 | -0.35775 | 0 | 0
38 | 0.9876 | -0.3489 | 0.07772 | 0.037642
39 | 0.98878 | -0.35851 | 0.1407 | 0.068146
40 | 0.98443 | -0.36487 | 0.36003 | 0.17437
41 | 0.98445 | -0.36472 | 0 | 0
42 | 0.98469 | -0.36675 | 0.088042 | 0.042641
43 | 0.98468 | -0.36671 | 0.1558 | 0.07546
44 | 0.9955 | -0.031464 | 0.40416 | 0.19574
45 | 0.99554 | -0.031887 | 0 | 0
46 | 0.99569 | -0.033164 | 0 | 0
47 | 0.99513 | -0.028788 | 0 | 0
48 | 0.99641 | -0.038937 | 0 | 0
49 | 0.99568 | -0.033088 | 0.29745 | 0.14406
50 | 0.99511 | -0.028653 | 0.4419 | 0.21402
51 | 0.99699 | -0.043506 | 0 | 0
52 | 0.99641 | -0.038925 | 0.23452 | 0.11358
53 | 0.99509 | -0.028527 | 0 | 0
54 | 0.99752 | -0.047702 | 0 | 0
55 | 0.99698 | -0.04346 | 0.15772 | 0.076388
56 | 0.99751 | -0.047622 | 0.12232 | 0.05924
57 | 0.99868 | -0.038732 | 0 | 0
58 | 0.99863 | -0.03966 | 0.091096 | 0.04412
59 | 0.99886 | -0.035308 | 0 | 0
60 | 0.99866 | -0.038603 | 0.33753 | 0.16347
61 | 0.99496 | -0.027576 | 0.77478 | 0.37524
62 | 0.98468 | -0.36665 | 0.074121 | 0.035899
63 | 0.98467 | -0.36664 | 0.14339 | 0.069445
64 | 0.99758 | -0.07668 | 0.33042 | 0.16003
65 | 0.99759 | -0.076465 | 0 | 0
66 | 0.99733 | -0.081508 | 0 | 0
67 | 0.99777 | -0.073058 | 0 | 0
68 | 0.99688 | -0.08999 | 0 | 0
69 | 1 | 0 | -20.7175 | -9.4094
70 | 0.99981 | -0.0035707 | 0 | 0
71 | 0.99806 | -0.06736 | 0.069355 | 0.03359
72 | 0.99716 | -0.06826 | 0 | 0
73 | 0.99714 | -0.068136 | 0.16226 | 0.078586
74 | 0.99639 | -0.10705 | 0.15033 | 0.072806
75 | 0.99679 | -0.070804 | 0 | 0
76 | 0.99679 | -0.070741 | 0.10914 | 0.05286
77 | 0.99656 | -0.068889 | 0 | 0
78 | 0.99291 | -0.22863 | 0.18897 | 0.091523
79 | 0.99889 | -0.034792 | 1.9806 | 0.95925
80 | 0.99976 | -0.003162 | 0 | 0
81 | 0.99974 | -0.0032482 | 0.15004 | 0.072666
82 | 0.99863 | -0.039664 | 0.07752 | 0.037545
83 | 0.99651 | -0.068447 | 0.41363 | 0.20033
84 | 0.99779 | -0.067079 | 0.29512 | 0.14293
85 | 0.99789 | -0.06524 | 0 | 0
86 | 0.9966 | -0.10811 | 0.39357 | 0.19062
87 | 0.99651 | -0.10982 | 0.084884 | 0.041111
88 | 0.99635 | -0.11298 | 0 | 0
89 | 0.98699 | -0.38634 | 0.36135 | 0.17501
90 | 0.98699 | -0.38638 | 0 | 0
91 | 0.98691 | -0.38564 | 0 | 0
92 | 0.98719 | -0.38812 | 0 | 0
93 | 0.99116 | -0.25824 | 0 | 0
94 | 0.99131 | -0.25945 | 0 | 0
95 | 0.99114 | -0.2584 | 0.24277 | 0.11758
96 | 0.98691 | -0.38562 | 0.25217 | 0.12213
97 | 0.99226 | -0.24114 | 0 | 0
98 | 0.99282 | -0.23034 | 0 | 0
99 | 0.99156 | -0.23484 | 0 | 0
100 | 0.99225 | -0.2411 | 0.40436 | 0.19584
101 | 0.99647 | -0.06815 | 0 | 0
102 | 0.99646 | -0.068081 | 0.1804 | 0.087371
103 | 0.98719 | -0.38814 | 0.13072 | 0.063311
104 | 0.99107 | -0.26784 | 0.058333 | 0.028252
105 | 0.98582 | -0.41145 | 0 | 0
106 | 0.98582 | -0.41144 | 0.091548 | 0.044339
107 | 0.98583 | -0.41147 | 0 | 0
108 | 0.98591 | -0.41218 | 0 | 0
109 | 0.98582 | -0.4114 | 0.15123 | 0.073246
110 | 0.98591 | -0.41216 | 0.20211 | 0.097888
111 | 0.98606 | -0.41344 | 0 | 0
112 | 0.98608 | -0.41358 | 0.32285 | 0.15637
113 | 0.99156 | -0.2348 | 0.20267 | 0.098156
114 | 0.99135 | -0.23623 | 0 | 0
115 | 0.99281 | -0.2303 | 0.077929 | 0.037743
116 | 0.98817 | -0.35377 | 0.25297 | 0.12252
117 | 0.98665 | -0.40717 | 0 | 0
118 | 0.98945 | -0.31372 | 0.29208 | 0.14146
119 | 0.98946 | -0.31376 | 0 | 0
120 | 0.99044 | -0.2896 | 0.19406 | 0.093988
121 | 0.98647 | -0.41077 | 0 | 0
122 | 0.98605 | -0.41843 | 0 | 0
123 | 0.98611 | -0.41893 | 0 | 0
124 | 0.98604 | -0.41835 | 0.24785 | 0.12004
125 | 0.98586 | -0.42032 | 0 | 0
126 | 0.98619 | -0.41614 | 0.32836 | 0.15903
127 | 0.98573 | -0.42099 | 0 | 0
128 | 0.98584 | -0.42014 | 0.29529 | 0.14302
129 | 0.98604 | -0.41832 | 0 | 0
130 | 0.98597 | -0.41772 | 0 | 0
131 | 0.98596 | -0.41757 | 0.22612 | 0.10952
132 | 0.9862 | -0.41592 | 0 | 0
133 | 0.98624 | -0.41515 | 0 | 0
134 | 0.98645 | -0.41116 | 0 | 0
135 | 0.98624 | -0.41512 | 0.18039 | 0.087365
136 | 0.98567 | -0.42128 | 0.23442 | 0.11354
137 | 0.98818 | -0.3536 | 0 | 0
138 | 0.98865 | -0.34466 | 0 | 0
139 | 0.98397 | -0.43584 | 0 | 0
140 | 0.9846 | -0.44084 | 0 | 0
141 | 0.98335 | -0.43099 | 0 | 0
142 | 0.98391 | -0.43619 | 0.27378 | 0.1326
143 | 0.98646 | -0.41095 | 0.19046 | 0.092245
144 | 0.9887 | -0.34367 | 0.34583 | 0.16749
145 | 0.98525 | -0.44598 | 0 | 0
146 | 0.98525 | -0.44592 | 0.090093 | 0.043634
147 | 0.98459 | -0.44095 | 0.25049 | 0.12132
148 | 0.98301 | -0.42807 | 0 | 0
149 | 0.98304 | -0.42827 | 0 | 0
150 | 0.98301 | -0.42807 | 0.10612 | 0.051396
151 | 0.98328 | -0.43035 | 0 | 0
152 | 0.98328 | -0.43039 | 0.26484 | 0.12827
153 | 0.98315 | -0.42924 | 0 | 0
154 | 0.98314 | -0.42919 | 0.11619 | 0.056273
155 | 0.98303 | -0.42823 | 0.3218 | 0.15585
156 | 0.98325 | -0.43026 | 0 | 0
157 | 0.98332 | -0.43118 | 0.16778 | 0.081261
158 | 0.98665 | -0.40715 | 0.34712 | 0.16812
159 | 0.99139 | -0.23587 | 0.3307 | 0.16017
160 | 0.99131 | -0.23643 | 0.41392 | 0.20047
161 | 0.99009 | -0.29646 | 0 | 0
162 | 0.99032 | -0.29202 | 0 | 0
163 | 0.98996 | -0.29726 | 0.15911 | 0.077061
164 | 0.98962 | -0.31287 | 0.14896 | 0.072147
165 | 0.98953 | -0.31445 | 0 | 0
166 | 0.98324 | -0.43011 | 0.16194 | 0.078432
167 | 0.99997 | 149.9981 | 0 | 0

## res_line
| p_from_mw | q_from_mvar | p_to_mw | q_to_mvar | pl_mw | ql_mvar | i_from_ka | i_to_ka | i_ka | vm_from_pu | va_from_degree | vm_to_pu | va_to_degree | loading_percent
0 | -0.24154 | -0.11698 | 0.24168 | 0.11559 | 0.0001406 | -0.001389 | 0.0078717 | 0.0078529 | 0.0078717 | 0.9842 | -0.37173 | 0.98481 | -0.3678 | 3.7484
1 | -1.0633 | -0.49724 | 1.0633 | 0.49648 | 5.3109e-05 | -0.00076263 | 0.034407 | 0.034398 | 0.034407 | 0.98481 | -0.3678 | 0.98485 | -0.3682 | 15.6397
2 | 0.82159 | 0.38165 | -0.8215 | -0.38394 | 9.4429e-05 | -0.002292 | 0.026555 | 0.026584 | 0.026584 | 0.98481 | -0.3678 | 0.9847 | -0.36689 | 12.0834
3 | -1.3215 | -0.62154 | 1.325 | 0.62248 | 0.0034824 | 0.00094226 | 0.042807 | 0.042791 | 0.042807 | 0.98485 | -0.3682 | 0.9876 | -0.3489 | 20.3841
4 | 0.46136 | 0.22204 | -0.46136 | -0.22258 | 7.1221e-06 | -0.00054581 | 0.01501 | 0.015017 | 0.015017 | 0.9847 | -0.36689 | 0.98469 | -0.36675 | 6.826
5 | 0.36013 | 0.1619 | -0.36004 | -0.17433 | 9.7568e-05 | -0.012431 | 0.011576 | 0.01173 | 0.01173 | 0.9847 | -0.36689 | 0.98445 | -0.36472 | 5.3318
6 | -0.071829 | -0.033811 | 0.071838 | 0.00014888 | 8.7232e-06 | -0.033662 | 0.0023037 | 0.0020843 | 0.0023037 | 0.99483 | -0.028105 | 0.99495 | -0.027709 | 1.0471
7 | 0.071829 | 0.033811 | -0.071829 | -0.034788 | 2.9456e-07 | -0.0009772 | 0.0023037 | 0.0023159 | 0.0023159 | 0.99483 | -0.028105 | 0.99483 | -0.028071 | 1.0527
8 | -0.071838 | -0.00014888 | 0.071838 | -0.0020406 | 5.3737e-07 | -0.0021895 | 0.0020843 | 0.0020851 | 0.0020851 | 0.99495 | -0.027709 | 0.99496 | -0.027576 | 0.94779
9 | -3.7641 | -1.7175 | 3.7641 | 1.7173 | 8.1368e-06 | -0.0002222 | 0.12053 | 0.12052 | 0.12053 | 0.99098 | -0.29141 | 0.99098 | -0.29136 | 14.3141
10 | 3.3867 | 1.5347 | -3.3864 | -1.5344 | 0.0003557 | 0.00029876 | 0.10831 | 0.10832 | 0.10832 | 0.99098 | -0.29141 | 0.99084 | -0.29638 | 13.2092
11 | -3.7641 | -1.7173 | 3.765 | 1.6946 | 0.00082697 | -0.022644 | 0.12052 | 0.12024 | 0.12052 | 0.99098 | -0.29136 | 0.99124 | -0.28651 | 14.3138
12 | 3.3864 | 1.5344 | -3.386 | -1.5473 | 0.00038018 | -0.012912 | 0.10832 | 0.10848 | 0.10848 | 0.99084 | -0.29638 | 0.99071 | -0.29884 | 12.8831
13 | -3.765 | -1.6946 | 3.7651 | 1.6908 | 0.00013879 | -0.0038122 | 0.12024 | 0.12019 | 0.12024 | 0.99124 | -0.28651 | 0.99128 | -0.28568 | 14.2804
14 | 3.0177 | 1.3741 | -3.0176 | -1.3772 | 7.1217e-05 | -0.0030596 | 0.096617 | 0.096655 | 0.096655 | 0.99071 | -0.29884 | 0.99068 | -0.29936 | 11.4792
15 | 0.3683 | 0.1732 | -0.3683 | -0.17405 | 6.8541e-06 | -0.00085268 | 0.011859 | 0.01187 | 0.01187 | 0.99071 | -0.29884 | 0.99069 | -0.29869 | 5.3953
16 | 4.3367 | 1.9627 | -4.3213 | -1.9462 | 0.015402 | 0.016495 | 0.13794 | 0.13801 | 0.13801 | 0.99618 | -0.11607 | 0.99133 | -0.28478 | 16.8303
17 | -4.6286 | -2.104 | 4.6287 | 2.1006 | 0.00019056 | -0.0034635 | 0.14733 | 0.14729 | 0.14733 | 0.99618 | -0.11607 | 0.99623 | -0.11516 | 17.4982
18 | 0.19987 | 0.086691 | -0.19985 | -0.095992 | 2.1688e-05 | -0.0093009 | 0.0063441 | 0.0064568 | 0.0064568 | 0.99133 | -0.28478 | 0.99123 | -0.28396 | 2.9349
19 | 4.1214 | 1.8595 | -4.1212 | -1.8633 | 0.00016736 | -0.0038059 | 0.13166 | 0.13171 | 0.13171 | 0.99133 | -0.28478 | 0.99128 | -0.28568 | 15.6428
20 | -4.6287 | -2.1006 | 4.6292 | 2.0923 | 0.00045637 | -0.0083048 | 0.14729 | 0.14719 | 0.14729 | 0.99623 | -0.11516 | 0.99635 | -0.11298 | 17.493
21 | 3.0176 | 1.3772 | -3.0174 | -1.377 | 0.0002161 | 0.000148 | 0.096655 | 0.096657 | 0.096657 | 0.99068 | -0.29936 | 0.99058 | -0.30273 | 11.7875
22 | 0.29201 | 0.1371 | -0.29201 | -0.13777 | 3.3696e-06 | -0.00066777 | 0.0094001 | 0.0094084 | 0.0094084 | 0.99069 | -0.29869 | 0.99068 | -0.2986 | 4.2765
23 | 0.19985 | 0.095992 | -0.19985 | -0.09679 | 1.8965e-06 | -0.00079755 | 0.0064568 | 0.0064668 | 0.0064668 | 0.99123 | -0.28396 | 0.99122 | -0.28388 | 2.9395
24 | 2.6039 | 1.1768 | -2.6038 | -1.1787 | 3.3923e-05 | -0.0019725 | 0.083271 | 0.083295 | 0.083295 | 0.99058 | -0.30273 | 0.99057 | -0.30302 | 9.8925
25 | 0.29201 | 0.13777 | -0.29199 | -0.14089 | 1.5827e-05 | -0.0031207 | 0.0094084 | 0.0094476 | 0.0094476 | 0.99068 | -0.2986 | 0.99063 | -0.29814 | 4.2944
26 | -0.17059 | -0.082622 | 0.17062 | 0.081994 | 3.0037e-05 | -0.00062807 | 0.0055269 | 0.0055187 | 0.0055269 | 0.99003 | -0.31442 | 0.99022 | -0.31324 | 2.6318
27 | -2.2734 | -1.0346 | 2.2738 | 1.0347 | 0.00038524 | 4.0142e-05 | 0.072817 | 0.072811 | 0.072817 | 0.99022 | -0.31324 | 0.99045 | -0.30525 | 8.8801
28 | 1.9397 | 0.87367 | -1.9397 | -0.87502 | 5.2603e-05 | -0.0013509 | 0.062019 | 0.062036 | 0.062036 | 0.99022 | -0.31324 | 0.99019 | -0.31384 | 14.7354
29 | 0.32976 | 0.15945 | -0.32976 | -0.15971 | 1.6899e-06 | -0.00025955 | 0.010676 | 0.010679 | 0.010679 | 0.99045 | -0.30525 | 0.99044 | -0.30521 | 4.8541
30 | -2.6036 | -1.1941 | 2.6038 | 1.1787 | 0.00026564 | -0.015404 | 0.083484 | 0.083295 | 0.083484 | 0.99045 | -0.30525 | 0.99057 | -0.30302 | 9.915
31 | 1.9397 | 0.87502 | -1.9394 | -0.88285 | 0.00030552 | -0.0078295 | 0.062036 | 0.062134 | 0.062134 | 0.99019 | -0.31384 | 0.99 | -0.31732 | 14.7586
32 | -0.29199 | -0.14142 | 0.29199 | 0.14089 | 2.6823e-06 | -0.00052625 | 0.0094543 | 0.0094476 | 0.0094543 | 0.99062 | -0.29806 | 0.99063 | -0.29814 | 4.2974
33 | -0.078454 | -0.037997 | 0.078454 | 0.037934 | 6.2273e-07 | -6.2306e-05 | 0.0025481 | 0.0025473 | 0.0025481 | 0.98756 | -0.34915 | 0.98757 | -0.3491 | 1.2134
34 | -0.078454 | -0.037934 | 0.078459 | 0.022941 | 5.2014e-06 | -0.014994 | 0.0025473 | 0.0023893 | 0.0025473 | 0.98757 | -0.3491 | 0.98764 | -0.3494 | 1.1579
35 | 0.12804 | 0.061831 | -0.12804 | -0.062011 | 1.7808e-07 | -0.00017972 | 0.0041559 | 0.0041582 | 0.0041582 | 0.98764 | -0.3494 | 0.98763 | -0.34939 | 1.8901
36 | -0.2065 | -0.084772 | 0.20651 | 0.079195 | 1.349e-05 | -0.0055767 | 0.0065245 | 0.0064643 | 0.0065245 | 0.98764 | -0.3494 | 0.9877 | -0.34973 | 2.9657
37 | 1.9394 | 0.88285 | -1.9392 | -0.88582 | 0.00011639 | -0.0029752 | 0.062134 | 0.062171 | 0.062171 | 0.99 | -0.31732 | 0.98993 | -0.31864 | 14.7675
38 | 1.7535 | 0.79584 | -1.752 | -0.79453 | 0.0014794 | 0.0013081 | 0.056153 | 0.056163 | 0.056163 | 0.98993 | -0.31864 | 0.98878 | -0.35851 | 13.6983
39 | -1.6094 | -0.73815 | 1.6111 | 0.72743 | 0.0017179 | -0.010723 | 0.051749 | 0.051613 | 0.051749 | 0.9877 | -0.34973 | 0.98869 | -0.35775 | 23.5224
40 | 1.4029 | 0.65895 | -1.4027 | -0.66012 | 0.00014239 | -0.0011678 | 0.0453 | 0.045315 | 0.045315 | 0.9877 | -0.34973 | 0.9876 | -0.3489 | 20.5978
41 | -1.6111 | -0.72743 | 1.6113 | 0.72639 | 0.00016578 | -0.0010392 | 0.051613 | 0.0516 | 0.051613 | 0.98869 | -0.35775 | 0.98878 | -0.35851 | 23.4606
42 | -0.36003 | -0.17437 | 0.36004 | 0.17433 | 8.531e-06 | -3.4915e-05 | 0.011731 | 0.01173 | 0.011731 | 0.98443 | -0.36487 | 0.98445 | -0.36472 | 5.586
43 | 0.37332 | 0.17994 | -0.37331 | -0.18016 | 1.8935e-06 | -0.00022184 | 0.012149 | 0.012152 | 0.012152 | 0.98469 | -0.36675 | 0.98468 | -0.36671 | 5.5237
44 | 0.21751 | 0.1047 | -0.21751 | -0.10522 | 1.4808e-06 | -0.00051179 | 0.007077 | 0.0070835 | 0.0070835 | 0.98468 | -0.36671 | 0.98468 | -0.36665 | 3.2198
45 | -0.40416 | -0.19574 | 0.40418 | 0.19367 | 1.9841e-05 | -0.0020723 | 0.013022 | 0.012996 | 0.013022 | 0.9955 | -0.031464 | 0.99554 | -0.031887 | 5.9191
46 | -0.40418 | -0.19367 | 0.40424 | 0.18701 | 6.3167e-05 | -0.0066544 | 0.012996 | 0.012913 | 0.012996 | 0.99554 | -0.031887 | 0.99569 | -0.033164 | 5.9072
47 | 1.2894 | 0.57582 | -1.2887 | -0.58374 | 0.00077304 | -0.0079236 | 0.040942 | 0.041039 | 0.041039 | 0.99569 | -0.033164 | 0.99513 | -0.028788 | 18.6543
48 | -1.9911 | -0.90639 | 1.9927 | 0.90003 | 0.001543 | -0.0063564 | 0.063428 | 0.063346 | 0.063428 | 0.99569 | -0.033164 | 0.99641 | -0.038937 | 28.8308
49 | 0.29745 | 0.14356 | -0.29745 | -0.14406 | 2.6145e-06 | -0.00050445 | 0.0095756 | 0.009582 | 0.009582 | 0.99569 | -0.033164 | 0.99568 | -0.033088 | 4.3555
50 | 1.2887 | 0.58374 | -1.2886 | -0.58398 | 2.3267e-05 | -0.00023774 | 0.041039 | 0.041042 | 0.041042 | 0.99513 | -0.028788 | 0.99511 | -0.028653 | 18.6556
51 | -2.2272 | -1.0135 | 2.2286 | 1.0091 | 0.0013623 | -0.0044158 | 0.070892 | 0.070834 | 0.070892 | 0.99641 | -0.038937 | 0.99699 | -0.043506 | 32.2235
52 | 0.23452 | 0.11348 | -0.23452 | -0.11358 | 3.3242e-07 | -0.00010349 | 0.007548 | 0.0075493 | 0.0075493 | 0.99641 | -0.038937 | 0.99641 | -0.038925 | 3.4315
53 | 0.84675 | 0.36996 | -0.84673 | -0.37034 | 1.5842e-05 | -0.00038569 | 0.026806 | 0.02681 | 0.02681 | 0.99511 | -0.028653 | 0.99509 | -0.028527 | 12.1865
54 | -2.3863 | -1.0849 | 2.3876 | 1.0811 | 0.0013415 | -0.0037468 | 0.0759 | 0.07585 | 0.0759 | 0.99699 | -0.043506 | 0.99752 | -0.047702 | 34.4998
55 | 0.15772 | 0.075797 | -0.15772 | -0.076388 | 8.5509e-07 | -0.00059099 | 0.0050668 | 0.0050742 | 0.0050742 | 0.99699 | -0.043506 | 0.99698 | -0.04346 | 2.3065
56 | 0.84673 | 0.37034 | -0.84662 | -0.3732 | 0.00011767 | -0.0028602 | 0.02681 | 0.026844 | 0.026844 | 0.99509 | -0.028527 | 0.99496 | -0.027576 | 12.2019
57 | 0.12232 | 0.057922 | -0.12232 | -0.05924 | 1.1412e-06 | -0.0013181 | 0.0039166 | 0.0039331 | 0.0039331 | 0.99752 | -0.047702 | 0.99751 | -0.047622 | 1.7878
58 | -2.5099 | -1.1391 | 2.5127 | 1.1405 | 0.0027484 | 0.0014332 | 0.079766 | 0.079763 | 0.079766 | 0.99752 | -0.047702 | 0.99868 | -0.038732 | 37.9839
59 | 5.5805 | 2.5301 | -5.5802 | -2.533 | 0.00023474 | -0.0028997 | 0.17711 | 0.17715 | 0.17715 | 0.99868 | -0.038732 | 0.99863 | -0.03966 | 21.0391
60 | -8.4307 | -3.8333 | 8.432 | 3.8269 | 0.0013105 | -0.0064155 | 0.2677 | 0.26761 | 0.2677 | 0.99868 | -0.038732 | 0.99886 | -0.035308 | 31.7937
61 | 0.33754 | 0.16271 | -0.33753 | -0.16347 | 5.0351e-06 | -0.00076339 | 0.010831 | 0.010841 | 0.010841 | 0.99868 | -0.038732 | 0.99866 | -0.038603 | 4.9276
62 | 5.4891 | 2.4889 | -5.4891 | -2.4889 | 9.2483e-07 | -1.1806e-05 | 0.17422 | 0.17422 | 0.17422 | 0.99863 | -0.03966 | 0.99863 | -0.039664 | 20.6917
63 | -8.432 | -3.8269 | 8.4322 | 3.826 | 0.00019745 | -0.00096727 | 0.26761 | 0.2676 | 0.26761 | 0.99886 | -0.035308 | 0.99889 | -0.034792 | 31.7829
64 | 0.14339 | 0.069318 | -0.14339 | -0.069445 | 1.5962e-07 | -0.00012688 | 0.0046691 | 0.0046707 | 0.0046707 | 0.98468 | -0.36665 | 0.98467 | -0.36664 | 2.123
65 | -9.1779 | -4.1187 | 9.178 | 4.1183 | 8.8267e-05 | -0.00035176 | 0.2911 | 0.2911 | 0.2911 | 0.99758 | -0.07668 | 0.99759 | -0.076465 | 34.5727
66 | 8.8475 | 3.9586 | -8.8455 | -3.9669 | 0.001904 | -0.0083008 | 0.28048 | 0.2806 | 0.2806 | 0.99758 | -0.07668 | 0.99733 | -0.081508 | 33.3257
67 | -9.178 | -4.1183 | 9.1794 | 4.1127 | 0.0013954 | -0.0055644 | 0.2911 | 0.29102 | 0.2911 | 0.99759 | -0.076465 | 0.99777 | -0.073058 | 34.5721
68 | 8.8455 | 3.9669 | -8.8422 | -3.9815 | 0.0033576 | -0.014605 | 0.2806 | 0.28081 | 0.28081 | 0.99733 | -0.081508 | 0.99688 | -0.08999 | 33.3506
69 | 0.86643 | 0.38447 | -0.86586 | -0.39757 | 0.00056406 | -0.013102 | 0.027425 | 0.027583 | 0.027583 | 0.99777 | -0.073058 | 0.99716 | -0.06826 | 12.5376
70 | -10.0458 | -4.4972 | 10.0483 | 4.4891 | 0.0025468 | -0.008108 | 0.31844 | 0.31832 | 0.31844 | 0.99777 | -0.073058 | 0.99806 | -0.06736 | 37.8196
71 | 8.8422 | 3.9815 | -8.839 | -3.9772 | 0.0031722 | 0.0043025 | 0.28081 | 0.28082 | 0.28082 | 0.99688 | -0.08999 | 0.99639 | -0.10705 | 34.2458
72 | 10.5715 | 4.8565 | -10.5698 | -4.8613 | 0.0017409 | -0.0048433 | 0.33584 | 0.33591 | 0.33591 | 1 | 0 | 0.99981 | -0.0035707 | 39.8947
73 | 10.132 | 4.5424 | -10.1177 | -4.5227 | 0.014287 | 0.019676 | 0.32053 | 0.32055 | 0.32055 | 1 | 0 | 0.99806 | -0.06736 | 39.0909
74 | 10.4198 | 4.7948 | -10.4128 | -4.7852 | 0.0069601 | 0.0096166 | 0.33118 | 0.33118 | 0.33118 | 0.99981 | -0.0035707 | 0.99889 | -0.034792 | 40.3879
75 | 0.15005 | 0.066507 | -0.15004 | -0.072611 | 7.788e-06 | -0.0061034 | 0.0047388 | 0.0048129 | 0.0048129 | 0.99981 | -0.0035707 | 0.99976 | -0.003162 | 2.1877
76 | 0.86586 | 0.39757 | -0.86585 | -0.39789 | 1.3841e-05 | -0.00031935 | 0.027583 | 0.027587 | 0.027587 | 0.99716 | -0.06826 | 0.99714 | -0.068136 | 12.5394
77 | 0.70359 | 0.31931 | -0.70336 | -0.31947 | 0.00022916 | -0.00016143 | 0.022369 | 0.022372 | 0.022372 | 0.99714 | -0.068136 | 0.99679 | -0.070804 | 10.6534
78 | 8.6887 | 3.9044 | -8.6666 | -3.8745 | 0.022122 | 0.029942 | 0.27598 | 0.276 | 0.276 | 0.99639 | -0.10705 | 0.99291 | -0.22863 | 33.6589
79 | 0.10914 | 0.051701 | -0.10914 | -0.05286 | 8.0119e-07 | -0.0011589 | 0.0034975 | 0.003512 | 0.003512 | 0.99679 | -0.070804 | 0.99679 | -0.070741 | 1.5964
80 | 0.59422 | 0.26777 | -0.59407 | -0.27515 | 0.00014972 | -0.0073863 | 0.018875 | 0.018965 | 0.018965 | 0.99679 | -0.070804 | 0.99656 | -0.068889 | 8.6203
81 | 0.18042 | 0.076954 | -0.1804 | -0.086609 | 1.791e-05 | -0.0096552 | 0.0056818 | 0.0057973 | 0.0057973 | 0.99656 | -0.068889 | 0.99647 | -0.06815 | 2.6351
82 | 0.41365 | 0.1982 | -0.41363 | -0.20033 | 2.128e-05 | -0.0021303 | 0.013287 | 0.013314 | 0.013314 | 0.99656 | -0.068889 | 0.99651 | -0.068447 | 6.0516
83 | 8.4776 | 3.783 | -8.477 | -3.786 | 0.00064423 | -0.0030477 | 0.2699 | 0.26994 | 0.26994 | 0.99291 | -0.22863 | 0.99282 | -0.23034 | 32.0599
84 | 0.15004 | 0.072611 | -0.15004 | -0.072666 | 1.9592e-06 | -5.5408e-05 | 0.0048129 | 0.0048136 | 0.0048136 | 0.99976 | -0.003162 | 0.99974 | -0.0032482 | 2.2922
85 | 5.4116 | 2.4514 | -5.4087 | -2.4479 | 0.0029247 | 0.0035166 | 0.17174 | 0.17174 | 0.17174 | 0.99863 | -0.039664 | 0.99789 | -0.06524 | 20.9444
86 | -5.4082 | -2.4538 | 5.4087 | 2.4479 | 0.00045014 | -0.005928 | 0.17182 | 0.17174 | 0.17182 | 0.99779 | -0.067079 | 0.99789 | -0.06524 | 20.4061
87 | 5.1131 | 2.3109 | -5.1087 | -2.3057 | 0.0044234 | 0.005192 | 0.16234 | 0.16235 | 0.16235 | 0.99779 | -0.067079 | 0.9966 | -0.10811 | 19.7988
88 | 4.7151 | 2.115 | -4.7147 | -2.1214 | 0.00036201 | -0.0063631 | 0.14969 | 0.14977 | 0.14977 | 0.9966 | -0.10811 | 0.99651 | -0.10982 | 17.7872
89 | 4.6299 | 2.0803 | -4.6292 | -2.0923 | 0.00065706 | -0.011982 | 0.14704 | 0.14719 | 0.14719 | 0.99651 | -0.10982 | 0.99635 | -0.11298 | 17.4806
90 | -0.36135 | -0.17501 | 0.36135 | 0.17478 | 1.8405e-06 | -0.00023204 | 0.011743 | 0.01174 | 0.011743 | 0.98699 | -0.38634 | 0.98699 | -0.38638 | 5.3378
91 | 0.2522 | 0.11598 | -0.25217 | -0.12198 | 2.2934e-05 | -0.0059994 | 0.0081188 | 0.0081938 | 0.0081938 | 0.98699 | -0.38638 | 0.98691 | -0.38564 | 3.7244
92 | -0.61355 | -0.29076 | 0.61368 | 0.28496 | 0.00013164 | -0.0057995 | 0.019858 | 0.019786 | 0.019858 | 0.98699 | -0.38638 | 0.98719 | -0.38812 | 9.0264
93 | 0.25217 | 0.12198 | -0.25217 | -0.12213 | 6.021e-07 | -0.000156 | 0.0081938 | 0.0081958 | 0.0081958 | 0.98691 | -0.38564 | 0.98691 | -0.38562 | 3.7254
94 | -0.61368 | -0.28496 | 0.61368 | 0.28491 | 1.1063e-06 | -4.8931e-05 | 0.019786 | 0.019785 | 0.019786 | 0.98719 | -0.38812 | 0.98719 | -0.38814 | 8.9934
95 | -0.24278 | -0.11752 | 0.24282 | 0.1066 | 3.7706e-05 | -0.010914 | 0.0078557 | 0.0077224 | 0.0078557 | 0.99116 | -0.25824 | 0.99131 | -0.25945 | 3.5708
96 | 0.24278 | 0.11752 | -0.24277 | -0.11758 | 6.2155e-06 | -6.2396e-05 | 0.0078557 | 0.0078565 | 0.0078565 | 0.99116 | -0.25824 | 0.99114 | -0.2584 | 3.7412
97 | 6.7939 | 3.0631 | -6.7927 | -3.0616 | 0.0012011 | 0.001557 | 0.21702 | 0.21702 | 0.21702 | 0.99131 | -0.25945 | 0.99107 | -0.26784 | 26.4663
98 | -7.0367 | -3.1697 | 7.0425 | 3.1283 | 0.0057334 | -0.041468 | 0.22474 | 0.22419 | 0.22474 | 0.99131 | -0.25945 | 0.99226 | -0.24114 | 26.6917
99 | -8.395 | -3.7687 | 8.399 | 3.7492 | 0.0040402 | -0.0195 | 0.26772 | 0.26744 | 0.26772 | 0.99226 | -0.24114 | 0.99282 | -0.23034 | 31.7952
100 | 0.94816 | 0.44484 | -0.94745 | -0.45805 | 0.00071179 | -0.013206 | 0.03047 | 0.030637 | 0.030637 | 0.99226 | -0.24114 | 0.99156 | -0.23484 | 13.9261
101 | 0.40436 | 0.19565 | -0.40436 | -0.19584 | 1.8921e-06 | -0.00019448 | 0.013069 | 0.013071 | 0.013071 | 0.99226 | -0.24114 | 0.99225 | -0.2411 | 5.9415
102 | 0.07793 | 0.036766 | -0.077929 | -0.037743 | 3.4962e-07 | -0.00097702 | 0.0025054 | 0.0025177 | 0.0025177 | 0.99282 | -0.23034 | 0.99281 | -0.2303 | 1.1444
103 | 0.53343 | 0.25788 | -0.53342 | -0.25805 | 2.7642e-06 | -0.00016252 | 0.017249 | 0.017251 | 0.017251 | 0.99156 | -0.23484 | 0.99156 | -0.2348 | 7.8415
104 | 0.41402 | 0.20017 | -0.41393 | -0.20043 | 8.6617e-05 | -0.00026393 | 0.013388 | 0.013392 | 0.013392 | 0.99156 | -0.23484 | 0.99135 | -0.23623 | 6.3772
105 | 0.1804 | 0.086609 | -0.1804 | -0.087371 | 1.4456e-06 | -0.00076214 | 0.0057973 | 0.0058069 | 0.0058069 | 0.99647 | -0.06815 | 0.99646 | -0.068081 | 2.6395
106 | -5.3236 | -2.3992 | 5.3274 | 2.4038 | 0.0038565 | 0.0046462 | 0.17075 | 0.17074 | 0.17075 | 0.98719 | -0.38814 | 0.98817 | -0.35377 | 20.8232
107 | 4.5791 | 2.051 | -4.5773 | -2.0489 | 0.0018254 | 0.002043 | 0.14672 | 0.14673 | 0.14673 | 0.98719 | -0.38814 | 0.98665 | -0.40717 | 17.8937
108 | 6.7344 | 3.0333 | -6.7313 | -3.0293 | 0.0030833 | 0.0039891 | 0.21514 | 0.21514 | 0.21514 | 0.99107 | -0.26784 | 0.99044 | -0.2896 | 26.2369
109 | 0.091548 | 0.044168 | -0.091548 | -0.044339 | 8.6744e-08 | -0.00017004 | 0.0029764 | 0.0029786 | 0.0029786 | 0.98582 | -0.41145 | 0.98582 | -0.41144 | 1.3539
110 | -0.091548 | -0.044168 | 0.091548 | 0.043817 | 1.7865e-07 | -0.00035098 | 0.0029764 | 0.002972 | 0.0029764 | 0.98582 | -0.41145 | 0.98583 | -0.41147 | 1.3529
111 | -0.24278 | -0.11624 | 0.2428 | 0.11012 | 2.1669e-05 | -0.0061157 | 0.0078821 | 0.0078064 | 0.0078821 | 0.98583 | -0.41147 | 0.98591 | -0.41218 | 3.5828
112 | 0.15123 | 0.072423 | -0.15123 | -0.073246 | 1.1443e-06 | -0.0008229 | 0.0049101 | 0.0049206 | 0.0049206 | 0.98583 | -0.41147 | 0.98582 | -0.4114 | 2.2366
113 | 0.20211 | 0.097683 | -0.20211 | -0.097888 | 5.0925e-07 | -0.00020468 | 0.0065729 | 0.0065755 | 0.0065755 | 0.98591 | -0.41218 | 0.98591 | -0.41216 | 2.9888
114 | -0.44492 | -0.20781 | 0.44499 | 0.20166 | 7.2917e-05 | -0.0061434 | 0.014378 | 0.014303 | 0.014378 | 0.98591 | -0.41218 | 0.98606 | -0.41344 | 6.5355
115 | -0.44499 | -0.20166 | 0.445 | 0.20096 | 8.3673e-06 | -0.00070924 | 0.014303 | 0.014294 | 0.014303 | 0.98606 | -0.41344 | 0.98608 | -0.41358 | 6.5012
116 | -0.76785 | -0.35732 | 0.76814 | 0.3572 | 0.00028471 | -0.00012358 | 0.024794 | 0.02479 | 0.024794 | 0.98608 | -0.41358 | 0.98647 | -0.41077 | 11.8065
117 | 0.33076 | 0.15989 | -0.3307 | -0.16017 | 5.3936e-05 | -0.00027665 | 0.010696 | 0.010699 | 0.010699 | 0.99156 | -0.2348 | 0.99139 | -0.23587 | 5.095
118 | 0.41393 | 0.20043 | -0.41392 | -0.20047 | 1.2932e-05 | -3.9376e-05 | 0.013392 | 0.013393 | 0.013393 | 0.99135 | -0.23623 | 0.99131 | -0.23643 | 6.3775
119 | -5.5804 | -2.5264 | 5.5804 | 2.5259 | 4.0527e-05 | -0.00047878 | 0.17895 | 0.17894 | 0.17895 | 0.98817 | -0.35377 | 0.98818 | -0.3536 | 21.2527
120 | 4.2302 | 1.8809 | -4.2295 | -1.8953 | 0.00067612 | -0.014335 | 0.13545 | 0.13563 | 0.13563 | 0.98665 | -0.40717 | 0.98647 | -0.41077 | 16.108
121 | 0.34713 | 0.168 | -0.34712 | -0.16812 | 8.4839e-07 | -0.00011575 | 0.011283 | 0.011285 | 0.011285 | 0.98665 | -0.40717 | 0.98665 | -0.40715 | 5.1294
122 | -0.29208 | -0.14146 | 0.29208 | 0.14118 | 1.4596e-06 | -0.00028474 | 0.0094684 | 0.0094648 | 0.0094684 | 0.98945 | -0.31372 | 0.98946 | -0.31376 | 4.3038
123 | -0.29208 | -0.14118 | 0.29211 | 0.13644 | 2.4132e-05 | -0.00474 | 0.0094648 | 0.0094054 | 0.0094648 | 0.98946 | -0.31376 | 0.98953 | -0.31445 | 4.3022
124 | 6.5372 | 2.9353 | -6.5365 | -2.9413 | 0.00070746 | -0.0059894 | 0.20886 | 0.20894 | 0.20894 | 0.99044 | -0.2896 | 0.99032 | -0.29202 | 24.8147
125 | 3.4614 | 1.5381 | -3.4614 | -1.539 | 2.7893e-05 | -0.00089669 | 0.11084 | 0.11085 | 0.11085 | 0.98647 | -0.41077 | 0.98646 | -0.41095 | 13.1655
126 | -0.474 | -0.22207 | 0.47403 | 0.21989 | 2.9572e-05 | -0.002185 | 0.015324 | 0.015297 | 0.015324 | 0.98605 | -0.41843 | 0.98611 | -0.41893 | 6.9656
127 | 0.474 | 0.22207 | -0.474 | -0.2224 | 4.4125e-06 | -0.00032534 | 0.015324 | 0.015328 | 0.015328 | 0.98605 | -0.41843 | 0.98604 | -0.41835 | 6.9674
128 | 2.2872 | 1.008 | -2.2866 | -1.0286 | 0.00056703 | -0.020546 | 0.07317 | 0.073419 | 0.073419 | 0.98611 | -0.41893 | 0.98586 | -0.42032 | 11.5077
129 | -2.7612 | -1.2279 | 2.7614 | 1.228 | 0.00016033 | 8.7415e-05 | 0.088465 | 0.088464 | 0.088465 | 0.98611 | -0.41893 | 0.98619 | -0.41614 | 10.7884
130 | 0.22614 | 0.10236 | -0.22614 | -0.1027 | 1.0287e-06 | -0.00033823 | 0.0072672 | 0.0072713 | 0.0072713 | 0.98604 | -0.41835 | 0.98604 | -0.41832 | 3.3051
131 | 1.9913 | 0.88673 | -1.9911 | -0.89825 | 0.00024093 | -0.011524 | 0.06383 | 0.063969 | 0.063969 | 0.98586 | -0.42032 | 0.98573 | -0.42099 | 10.0266
132 | 0.2953 | 0.14186 | -0.29529 | -0.14302 | 6.1606e-06 | -0.0011601 | 0.0095927 | 0.0096075 | 0.0096075 | 0.98586 | -0.42032 | 0.98584 | -0.42014 | 4.367
133 | -3.0898 | -1.387 | 3.0898 | 1.3858 | 2.9813e-05 | -0.0012045 | 0.099138 | 0.099123 | 0.099138 | 0.98619 | -0.41614 | 0.9862 | -0.41592 | 11.7741
134 | 1.9911 | 0.89825 | -1.991 | -0.90356 | 0.0001115 | -0.0053149 | 0.063969 | 0.064034 | 0.064034 | 0.98573 | -0.42099 | 0.98567 | -0.42128 | 10.0367
135 | 0.22614 | 0.1027 | -0.22613 | -0.10818 | 1.6856e-05 | -0.0054875 | 0.0072713 | 0.0073392 | 0.0073392 | 0.98604 | -0.41832 | 0.98597 | -0.41772 | 3.336
136 | 0.22613 | 0.10818 | -0.22612 | -0.10952 | 4.1377e-06 | -0.0013313 | 0.0073392 | 0.0073562 | 0.0073562 | 0.98597 | -0.41772 | 0.98596 | -0.41757 | 3.3437
137 | -3.0898 | -1.3858 | 3.0899 | 1.3815 | 0.00010695 | -0.0043242 | 0.099123 | 0.09907 | 0.099123 | 0.9862 | -0.41592 | 0.98624 | -0.41515 | 11.7724
138 | -3.2703 | -1.4686 | 3.2709 | 1.4478 | 0.00057717 | -0.020814 | 0.10493 | 0.10468 | 0.10493 | 0.98624 | -0.41515 | 0.98645 | -0.41116 | 12.4622
139 | 0.18039 | 0.087119 | -0.18039 | -0.087365 | 4.881e-07 | -0.0002467 | 0.0058635 | 0.0058666 | 0.0058666 | 0.98624 | -0.41515 | 0.98624 | -0.41512 | 2.6667
140 | -3.2709 | -1.4478 | 3.2709 | 1.4467 | 3.0565e-05 | -0.0011054 | 0.10468 | 0.10466 | 0.10468 | 0.98645 | -0.41116 | 0.98646 | -0.41095 | 12.432
141 | 1.7566 | 0.79003 | -1.7562 | -0.78942 | 0.00040644 | 0.00061269 | 0.056409 | 0.056414 | 0.056414 | 0.98567 | -0.42128 | 0.98525 | -0.44598 | 8.7464
142 | -5.5804 | -2.5259 | 5.5827 | 2.4993 | 0.0022399 | -0.026532 | 0.17894 | 0.1786 | 0.17894 | 0.98818 | -0.3536 | 0.98865 | -0.34466 | 21.2519
143 | -5.5827 | -2.4993 | 5.5829 | 2.4964 | 0.00024493 | -0.0029094 | 0.1786 | 0.17856 | 0.1786 | 0.98865 | -0.34466 | 0.9887 | -0.34367 | 21.2112
144 | -1.4134 | -0.64031 | 1.4144 | 0.6325 | 0.00096655 | -0.0078118 | 0.045524 | 0.045426 | 0.045524 | 0.98397 | -0.43584 | 0.9846 | -0.44084 | 20.6927
145 | 1.1397 | 0.50782 | -1.1389 | -0.51734 | 0.00075643 | -0.0095142 | 0.036604 | 0.036721 | 0.036721 | 0.98397 | -0.43584 | 0.98335 | -0.43099 | 16.6915
146 | 0.27379 | 0.13249 | -0.27378 | -0.1326 | 1.4608e-05 | -0.00010984 | 0.0089234 | 0.0089249 | 0.0089249 | 0.98397 | -0.43584 | 0.98391 | -0.43619 | 4.25
147 | 0.25049 | 0.12128 | -0.25049 | -0.12132 | 4.4495e-06 | -4.062e-05 | 0.0081596 | 0.0081602 | 0.0081602 | 0.9846 | -0.44084 | 0.98459 | -0.44095 | 3.8858
148 | -1.6649 | -0.75377 | 1.6661 | 0.74705 | 0.0011685 | -0.0067256 | 0.053583 | 0.053498 | 0.053583 | 0.9846 | -0.44084 | 0.98525 | -0.44598 | 24.3559
149 | 0.16196 | 0.065621 | -0.16195 | -0.076668 | 1.7235e-05 | -0.011046 | 0.00513 | 0.0052605 | 0.0052605 | 0.98335 | -0.43099 | 0.98325 | -0.43026 | 2.3911
150 | 0.16779 | 0.081157 | -0.16778 | -0.081261 | 4.9517e-06 | -0.00010403 | 0.0054715 | 0.0054729 | 0.0054729 | 0.98335 | -0.43099 | 0.98332 | -0.43118 | 2.6061
151 | 0.26487 | 0.12354 | -0.26485 | -0.12826 | 2.0234e-05 | -0.0047149 | 0.0085797 | 0.0086392 | 0.0086392 | 0.98335 | -0.43099 | 0.98328 | -0.43035 | 3.9269
152 | 0.54428 | 0.24702 | -0.54416 | -0.25384 | 0.00012274 | -0.006824 | 0.017547 | 0.017631 | 0.017631 | 0.98335 | -0.43099 | 0.98315 | -0.42924 | 8.014
153 | -5.9287 | -2.6639 | 5.9324 | 2.6685 | 0.0036428 | 0.0045553 | 0.18978 | 0.18977 | 0.18978 | 0.9887 | -0.34367 | 0.98953 | -0.31445 | 23.1433
154 | 0.090094 | 0.042369 | -0.090093 | -0.043634 | 6.2361e-07 | -0.0012653 | 0.002917 | 0.002933 | 0.002933 | 0.98525 | -0.44598 | 0.98525 | -0.44592 | 1.3332
155 | -0.10612 | -0.051242 | 0.10612 | 0.047364 | 2.6499e-06 | -0.0038777 | 0.0034606 | 0.0034127 | 0.0034606 | 0.98301 | -0.42807 | 0.98304 | -0.42827 | 1.573
156 | 0.10612 | 0.051242 | -0.10612 | -0.051396 | 1.072e-07 | -0.00015458 | 0.0034606 | 0.0034626 | 0.0034626 | 0.98301 | -0.42807 | 0.98301 | -0.42807 | 1.5739
157 | 0.3218 | 0.15562 | -0.3218 | -0.15585 | 1.5014e-06 | -0.00023499 | 0.010497 | 0.0105 | 0.0105 | 0.98304 | -0.42827 | 0.98303 | -0.42823 | 4.7726
158 | -0.42792 | -0.20298 | 0.42797 | 0.19838 | 5.1439e-05 | -0.0046003 | 0.013908 | 0.013851 | 0.013908 | 0.98304 | -0.42827 | 0.98315 | -0.42924 | 6.3219
159 | 0.26485 | 0.12826 | -0.26484 | -0.12827 | 1.5449e-06 | -1.2442e-05 | 0.0086392 | 0.0086393 | 0.0086393 | 0.98328 | -0.43035 | 0.98328 | -0.43039 | 4.114
160 | 0.11619 | 0.055458 | -0.11619 | -0.056273 | 6.7508e-07 | -0.0008142 | 0.0037803 | 0.0037907 | 0.0037907 | 0.98315 | -0.42924 | 0.98314 | -0.42919 | 1.723
161 | 0.16195 | 0.076668 | -0.16194 | -0.078432 | 2.8377e-06 | -0.0017647 | 0.0052605 | 0.0052829 | 0.0052829 | 0.98325 | -0.43026 | 0.98324 | -0.43011 | 2.4013
162 | -6.5352 | -2.9523 | 6.5365 | 2.9413 | 0.0013041 | -0.011023 | 0.20909 | 0.20894 | 0.20909 | 0.99009 | -0.29646 | 0.99032 | -0.29202 | 24.8321
163 | 0.15913 | 0.076602 | -0.15911 | -0.077061 | 1.9064e-05 | -0.0004597 | 0.0051493 | 0.0051553 | 0.0051553 | 0.99009 | -0.29646 | 0.98996 | -0.29726 | 2.4549
164 | 6.3761 | 2.8757 | -6.3739 | -2.8729 | 0.0022041 | 0.002814 | 0.20394 | 0.20394 | 0.20394 | 0.99009 | -0.29646 | 0.98962 | -0.31287 | 24.8711
165 | 6.2249 | 2.8008 | -6.2245 | -2.8049 | 0.0004409 | -0.0041406 | 0.19912 | 0.19917 | 0.19917 | 0.98962 | -0.31287 | 0.98953 | -0.31445 | 23.6545

## res_trafo
| p_hv_mw | q_hv_mvar | p_lv_mw | q_lv_mvar | pl_mw | ql_mvar | i_hv_ka | i_lv_ka | vm_hv_pu | va_hv_degree | vm_lv_pu | va_lv_degree | loading_percent
0 | 2.6518e-14 | 1.7507e-14 | 0.013999 | 0.0105 | 0.013999 | 0.0105 | 1.6678e-16 | 0.00050517 | 0.99997 | 149.9981 | 1 | 0 | 0.069998

## res_ext_grid
| p_mw | q_mvar
0 | 20.9441 | 9.5191

## res_load
| p_mw | q_mvar
0 | 0.24154 | 0.11698
1 | 0.25821 | 0.12506
2 | 0.071829 | 0.034788
3 | 0.37741 | 0.18279
4 | 0.2919 | 0.14137
5 | 0.076284 | 0.036946
6 | 0.35612 | 0.17247
7 | 0.19985 | 0.09679
8 | 0.41354 | 0.20029
9 | 0.17059 | 0.082622
10 | 0.16307 | 0.078977
11 | 0.32976 | 0.15971
12 | 0.29199 | 0.14142
13 | 0.078454 | 0.037997
14 | 0.18579 | 0.089982
15 | 0.12804 | 0.062011
16 | 0.07772 | 0.037642
17 | 0.1407 | 0.068146
18 | 0.36003 | 0.17437
19 | 0.088042 | 0.042641
20 | 0.1558 | 0.07546
21 | 0.40416 | 0.19574
22 | 0.29745 | 0.14406
23 | 0.4419 | 0.21402
24 | 0.23452 | 0.11358
25 | 0.15772 | 0.076388
26 | 0.12232 | 0.05924
27 | 0.091096 | 0.04412
28 | 0.33753 | 0.16347
29 | 0.77478 | 0.37524
30 | 0.074121 | 0.035899
31 | 0.14339 | 0.069445
32 | 0.33042 | 0.16003
33 | 0.22663 | 0.10976
34 | 0.069355 | 0.03359
35 | 0.16226 | 0.078586
36 | 0.15033 | 0.072806
37 | 0.10914 | 0.05286
38 | 0.18897 | 0.091523
39 | 1.9806 | 0.95925
40 | 0.15004 | 0.072666
41 | 0.07752 | 0.037545
42 | 0.41363 | 0.20033
43 | 0.29512 | 0.14293
44 | 0.39357 | 0.19062
45 | 0.084884 | 0.041111
46 | 0.36135 | 0.17501
47 | 0.24277 | 0.11758
48 | 0.25217 | 0.12213
49 | 0.40436 | 0.19584
50 | 0.1804 | 0.087371
51 | 0.13072 | 0.063311
52 | 0.058333 | 0.028252
53 | 0.091548 | 0.044339
54 | 0.15123 | 0.073246
55 | 0.20211 | 0.097888
56 | 0.32285 | 0.15637
57 | 0.20267 | 0.098156
58 | 0.077929 | 0.037743
59 | 0.25297 | 0.12252
60 | 0.29208 | 0.14146
61 | 0.19406 | 0.093988
62 | 0.24785 | 0.12004
63 | 0.32836 | 0.15903
64 | 0.29529 | 0.14302
65 | 0.22612 | 0.10952
66 | 0.18039 | 0.087365
67 | 0.23442 | 0.11354
68 | 0.27378 | 0.1326
69 | 0.19046 | 0.092245
70 | 0.34583 | 0.16749
71 | 0.090093 | 0.043634
72 | 0.25049 | 0.12132
73 | 0.10612 | 0.051396
74 | 0.26484 | 0.12827
75 | 0.11619 | 0.056273
76 | 0.3218 | 0.15585
77 | 0.16778 | 0.081261
78 | 0.34712 | 0.16812
79 | 0.3307 | 0.16017
80 | 0.41392 | 0.20047
81 | 0.15911 | 0.077061
82 | 0.14896 | 0.072147
83 | 0.16194 | 0.078432

## dtypes
| element | column | dtype
0 | bus | name | object
1 | bus | vn_kv | float64
2 | bus | type | object
3 | bus | zone | object
4 | bus | in_service | bool
5 | load | name | object
6 | load | bus | uint32
7 | load | p_mw | float64
8 | load | q_mvar | float64
9 | load | const_z_percent | float64
10 | load | const_i_percent | float64
11 | load | sn_mva | float64
12 | load | scaling | float64
13 | load | in_service | bool
14 | load | type | object
15 | ext_grid | name | object
16 | ext_grid | bus | uint32
17 | ext_grid | vm_pu | float64
18 | ext_grid | va_degree | float64
19 | ext_grid | slack_weight | float64
20 | ext_grid | in_service | bool
21 | line | name | object
22 | line | std_type | object
23 | line | from_bus | uint32
24 | line | to_bus | uint32
25 | line | length_km | float64
26 | line | r_ohm_per_km | float64
27 | line | x_ohm_per_km | float64
28 | line | c_nf_per_km | float64
29 | line | g_us_per_km | float64
30 | line | max_i_ka | float64
31 | line | df | float64
32 | line | parallel | uint32
33 | line | type | object
34 | line | in_service | bool
35 | trafo | name | object
36 | trafo | std_type | object
37 | trafo | hv_bus | uint32
38 | trafo | lv_bus | uint32
39 | trafo | sn_mva | float64
40 | trafo | vn_hv_kv | float64
41 | trafo | vn_lv_kv | float64
42 | trafo | vk_percent | float64
43 | trafo | vkr_percent | float64
44 | trafo | pfe_kw | float64
45 | trafo | i0_percent | float64
46 | trafo | shift_degree | float64
47 | trafo | tap_side | object
48 | trafo | tap_neutral | int32
49 | trafo | tap_min | int32
50 | trafo | tap_max | int32
51 | trafo | tap_step_percent | float64
52 | trafo | tap_step_degree | float64
53 | trafo | tap_pos | int32
54 | trafo | tap_phase_shifter | bool
55 | trafo | parallel | uint32
56 | trafo | df | float64
57 | trafo | in_service | bool
58 | bus_geodata | x | float64
59 | bus_geodata | y | float64
60 | bus_geodata | coords | object
61 | res_bus | vm_pu | float64
62 | res_bus | va_degree | float64
63 | res_bus | p_mw | float64
64 | res_bus | q_mvar | float64
65 | res_line | p_from_mw | float64
66 | res_line | q_from_mvar | float64
67 | res_line | p_to_mw | float64
68 | res_line | q_to_mvar | float64
69 | res_line | pl_mw | float64
70 | res_line | ql_mvar | float64
71 | res_line | i_from_ka | float64
72 | res_line | i_to_ka | float64
73 | res_line | i_ka | float64
74 | res_line | vm_from_pu | float64
75 | res_line | va_from_degree | float64
76 | res_line | vm_to_pu | float64
77 | res_line | va_to_degree | float64
78 | res_line | loading_percent | float64
79 | res_trafo | p_hv_mw | float64
80 | res_trafo | q_hv_mvar | float64
81 | res_trafo | p_lv_mw | float64
82 | res_trafo | q_lv_mvar | float64
83 | res_trafo | pl_mw | float64
84 | res_trafo | ql_mvar | float64
85 | res_trafo | i_hv_ka | float64
86 | res_trafo | i_lv_ka | float64
87 | res_trafo | vm_hv_pu | float64
88 | res_trafo | va_hv_degree | float64
89 | res_trafo | vm_lv_pu | float64
90 | res_trafo | va_lv_degree | float64
91 | res_trafo | loading_percent | float64
92 | res_ext_grid | p_mw | float64
93 | res_ext_grid | q_mvar | float64
94 | res_load | p_mw | float64
95 | res_load | q_mvar | float64

## parameters
| version | format_version | converged | OPF_converged | name | f_hz | sn_mva
0 | 2.14.6 | 2.14.0 | TRUE | FALSE |  | 50 | 1