## bus
| name | vn_kv | type | zone | in_service
0 | bus_MV_4_0_node_0 | 20 | n |  | TRUE
1 | bus_MV_4_0_node_2 | 20 | n |  | TRUE
2 | bus_MV_4_0_node_3 | 20 | n |  | TRUE
3 | bus_MV_4_0_node_1 | 20 | n |  | TRUE
4 | bus_MV_4_0_node_4 | 20 | n |  | TRUE
5 | bus_MV_4_0_node_117 | 20 | n |  | TRUE
6 | bus_MV_4_0_node_118 | 20 | n |  | TRUE
7 | bus_MV_4_0_node_127 | 20 | n |  | TRUE
8 | bus_MV_4_0_node_129 | 20 | n |  | TRUE
9 | bus_MV_4_0_node_116 | 20 | n |  | TRUE
10 | bus_MV_4_0_node_28 | 20 | n |  | TRUE
11 | bus_MV_4_0_node_132 | 20 | n |  | TRUE
12 | bus_MV_4_0_node_139 | 20 | n |  | TRUE
13 | bus_MV_4_0_node_22 | 20 | n |  | TRUE
14 | bus_MV_4_0_node_131 | 20 | n |  | TRUE
15 | bus_MV_4_0_node_5 | 20 | n |  | TRUE
16 | bus_MV_4_0_node_6 | 20 | n |  | TRUE
17 | bus_MV_4_0_node_8 | 20 | n |  | TRUE
18 | bus_MV_4_0_node_7 | 20 | n |  | TRUE
19 | bus_MV_4_0_node_14 | 20 | n |  | TRUE
20 | bus_MV_4_0_node_9 | 20 | n |  | TRUE
21 | bus_MV_4_0_node_10 | 20 | n |  | TRUE
22 | bus_MV_4_0_node_12 | 20 | n |  | TRUE
23 | bus_MV_4_0_node_11 | 20 | n |  | TRUE
24 | bus_MV_4_0_node_157 | 20 | n |  | TRUE
25 | bus_MV_4_0_node_155 | 20 | n |  | TRUE
26 | bus_MV_4_0_node_13 | 20 | n |  | TRUE
27 | bus_MV_4_0_node_158 | 20 | n |  | TRUE
28 | bus_MV_4_0_node_154 | 20 | n |  | TRUE
29 | bus_MV_4_0_node_15 | 20 | n |  | TRUE
30 | bus_MV_4_0_node_16 | 20 | n |  | TRUE
31 | bus_MV_4_0_node_55 | 20 | n |  | TRUE
32 | bus_MV_4_0_node_18 | 20 | n |  | TRUE
33 | bus_MV_4_0_node_56 | 20 | n |  | TRUE
34 | bus_MV_4_0_node_54 | 20 | n |  | TRUE
35 | bus_MV_4_0_node_95 | 20 | n |  | TRUE
36 | bus_MV_4_0_node_57 | 20 | n |  | TRUE
37 | bus_MV_4_0_node_53 | 20 | n |  | TRUE
38 | bus_MV_4_0_node_19 | 20 | n |  | TRUE
39 | bus_MV_4_0_node_20 | 20 | n |  | TRUE
40 | bus_MV_4_0_node_21 | 20 | n |  | TRUE
41 | bus_MV_4_0_node_23 | 20 | n |  | TRUE
42 | bus_MV_4_0_node_24 | 20 | n |  | TRUE
43 | bus_MV_4_0_node_25 | 20 | n |  | TRUE
44 | bus_MV_4_0_node_145 | 20 | n |  | TRUE
45 | bus_MV_4_0_node_26 | 20 | n |  | TRUE
46 | bus_MV_4_0_node_147 | 20 | n |  | TRUE
47 | bus_MV_4_0_node_148 | 20 | n |  | TRUE
48 | bus_MV_4_0_node_31 | 20 | n |  | TRUE
49 | bus_MV_4_0_node_134 | 20 | n |  | TRUE
50 | bus_MV_4_0_node_146 | 20 | n |  | TRUE
51 | bus_MV_4_0_node_27 | 20 | n |  | TRUE
52 | bus_MV_4_0_node_122 | 20 | n |  | TRUE
53 | bus_MV_4_0_node_124 | 20 | n |  | TRUE
54 | bus_MV_4_0_node_133 | 20 | n |  | TRUE
55 | bus_MV_4_0_node_32 | 20 | n |  | TRUE
56 | bus_MV_4_0_node_30 | 20 | n |  | TRUE
57 | bus_MV_4_0_node_135 | 20 | n |  | TRUE
58 | bus_MV_4_0_node_140 | 20 | n |  | TRUE
59 | bus_MV_4_0_node_29 | 20 | n |  | TRUE
60 | bus_MV_4_0_node_109 | 20 | n |  | TRUE
61 | bus_MV_4_0_node_33 | 20 | n |  | TRUE
62 | bus_MV_4_0_node_34 | 20 | n |  | TRUE
63 | bus_MV_4_0_node_35 | 20 | n |  | TRUE
64 | bus_MV_4_0_node_36 | 20 | n |  | TRUE
65 | bus_MV_4_0_node_86 | 20 | n |  | TRUE
66 | bus_MV_4_0_node_153 | 20 | n |  | TRUE
67 | bus_MV_4_0_node_37 | 20 | n |  | TRUE
68 | bus_MV_4_0_node_38 | 20 | n |  | TRUE
69 | bus_MV_4_0_node_101 | 20 | n |  | TRUE
70 | bus_MV_4_0_node_105 | 20 | n |  | TRUE
71 | bus_MV_4_0_node_98 | 20 | n |  | TRUE
72 | bus_MV_4_0_node_85 | 20 | n |  | TRUE
73 | bus_MV_4_0_node_106 | 20 | n |  | TRUE
74 | bus_MV_4_0_node_99 | 20 | n |  | TRUE
75 | bus_MV_4_0_node_91 | 20 | n |  | TRUE
76 | bus_MV_4_0_node_100 | 20 | n |  | TRUE
77 | bus_MV_4_0_node_108 | 20 | n |  | TRUE
78 | bus_MV_4_0_node_39 | 20 | n |  | TRUE
79 | bus_MV_4_0_node_41 | 20 | n |  | TRUE
80 | bus_MV_4_0_node_40 | 20 | n |  | TRUE
81 | bus_MV_4_0_node_43 | 20 | n |  | TRUE
82 | bus_MV_4_0_node_44 | 20 | n |  | TRUE
83 | bus_MV_4_0_node_42 | 20 | n |  | TRUE
84 | bus_MV_4_0_node_46 | 20 | n |  | TRUE
85 | bus_MV_4_0_node_102 | 20 | n |  | TRUE
86 | bus_MV_4_0_node_161 | 20 | n |  | TRUE
87 | bus_MV_4_0_node_45 | 20 | n |  | TRUE
88 | bus_MV_4_0_node_72 | 20 | n |  | TRUE
89 | bus_MV_4_0_node_48 | 20 | n |  | TRUE
90 | bus_MV_4_0_node_52 | 20 | n |  | TRUE
91 | bus_MV_4_0_node_71 | 20 | n |  | TRUE
92 | bus_MV_4_0_node_51 | 20 | n |  | TRUE
93 | bus_MV_4_0_node_167 | 20 | n |  | TRUE
94 | bus_MV_4_0_node_70 | 20 | n |  | TRUE
95 | bus_MV_4_0_node_49 | 20 | n |  | TRUE
96 | bus_MV_4_0_node_50 | 20 | n |  | TRUE
97 | bus_MV_4_0_node_75 | 20 | n |  | TRUE
98 | bus_MV_4_0_node_76 | 20 | n |  | TRUE
99 | bus_MV_4_0_node_97 | 20 | n |  | TRUE
100 | bus_MV_4_0_node_164 | 20 | n |  | TRUE
101 | bus_MV_4_0_node_96 | 20 | n |  | TRUE
102 | bus_MV_4_0_node_58 | 20 | n |  | TRUE
103 | bus_MV_4_0_node_59 | 20 | n |  | TRUE
104 | bus_MV_4_0_node_60 | 20 | n |  | TRUE
105 | bus_MV_4_0_node_74 | 20 | n |  | TRUE
106 | bus_MV_4_0_node_73 | 20 | n |  | TRUE
107 | bus_MV_4_0_node_84 | 20 | n |  | TRUE
108 | bus_MV_4_0_node_61 | 20 | n |  | TRUE
109 | bus_MV_4_0_node_62 | 20 | n |  | TRUE
110 | bus_MV_4_0_node_63 | 20 | n |  | TRUE
111 | bus_MV_4_0_node_130 | 20 | n |  | TRUE
112 | bus_MV_4_0_node_114 | 20 | n |  | TRUE
113 | bus_MV_4_0_node_119 | 20 | n |  | TRUE
114 | bus_MV_4_0_node_113 | 20 | n |  | TRUE
115 | bus_MV_4_0_node_120 | 20 | n |  | TRUE
116 | bus_MV_4_0_node_64 | 20 | n |  | TRUE
117 | bus_MV_4_0_node_65 | 20 | n |  | TRUE
118 | bus_MV_4_0_node_66 | 20 | n |  | TRUE
119 | bus_MV_4_0_node_68 | 20 | n |  | TRUE
120 | bus_MV_4_0_node_160 | 20 | n |  | TRUE
121 | bus_MV_4_0_node_103 | 20 | n |  | TRUE
122 | bus_MV_4_0_node_67 | 20 | n |  | TRUE
123 | bus_MV_4_0_node_69 | 20 | n |  | TRUE
124 | bus_MV_4_0_node_104 | 20 | n |  | TRUE
125 | bus_MV_4_0_node_115 | 20 | n |  | TRUE
126 | bus_MV_4_0_node_92 | 20 | n |  | TRUE
127 | bus_MV_4_0_node_77 | 20 | n |  | TRUE
128 | bus_MV_4_0_node_78 | 20 | n |  | TRUE
129 | bus_MV_4_0_node_79 | 20 | n |  | TRUE
130 | bus_MV_4_0_node_81 | 20 | n |  | TRUE
131 | bus_MV_4_0_node_90 | 20 | n |  | TRUE
132 | bus_MV_4_0_node_152 | 20 | n |  | TRUE
133 | bus_MV_4_0_node_80 | 20 | n |  | TRUE
134 | bus_MV_4_0_node_163 | 20 | n |  | TRUE
135 | bus_MV_4_0_node_83 | 20 | n |  | TRUE
136 | bus_MV_4_0_node_88 | 20 | n |  | TRUE
137 | bus_MV_4_0_node_82 | 20 | n |  | TRUE
138 | bus_MV_4_0_node_93 | 20 | n |  | TRUE
139 | bus_MV_4_0_node_94 | 20 | n |  | TRUE
140 | bus_MV_4_0_node_87 | 20 | n |  | TRUE
141 | bus_MV_4_0_node_89 | 20 | n |  | TRUE
142 | bus_MV_4_0_node_151 | 20 | n |  | TRUE
143 | bus_MV_4_0_node_128 | 20 | n |  | TRUE
144 | bus_MV_4_0_node_107 | 20 | n |  | TRUE
145 | bus_MV_4_0_node_156 | 20 | n |  | TRUE
146 | bus_MV_4_0_node_110 | 20 | n |  | TRUE
147 | bus_MV_4_0_node_111 | 20 | n |  | TRUE
148 | bus_MV_4_0_node_112 | 20 | n |  | TRUE
149 | bus_MV_4_0_node_159 | 20 | n |  | TRUE
150 | bus_MV_4_0_node_144 | 20 | n |  | TRUE
151 | bus_MV_4_0_node_136 | 20 | n |  | TRUE
152 | bus_MV_4_0_node_137 | 20 | n |  | TRUE
153 | bus_MV_4_0_node_138 | 20 | n |  | TRUE
154 | bus_MV_4_0_node_143 | 20 | n |  | TRUE
155 | bus_MV_4_0_node_142 | 20 | n |  | TRUE
156 | bus_MV_4_0_node_141 | 20 | n |  | TRUE
157 | bus_MV_4_0_node_123 | 20 | n |  | TRUE
158 | bus_MV_4_0_node_121 | 20 | n |  | TRUE
159 | bus_MV_4_0_node_125 | 20 | n |  | TRUE
160 | bus_MV_4_0_node_165 | 20 | n |  | TRUE
161 | bus_MV_4_0_node_166 | 20 | n |  | TRUE
162 | bus_MV_4_0_node_150 | 20 | n |  | TRUE
163 | bus_MV_4_0_node_149 | 20 | n |  | TRUE
164 | bus_MV_4_0_node_162 | 20 | n |  | TRUE
165 | bus_HV_4_0_node_108 | 110 | n |  | TRUE

## load
| name | bus | p_mw | q_mvar | const_z_percent | const_i_percent | sn_mva | scaling | in_service | type
0 | MV_4_0_load_0 | 0 | 0.23934 | 0.11592 | 0 | 0 |  | 1 | TRUE | wye
1 | MV_4_0_load_2 | 1 | 0.51188 | 0.24792 | 0 | 0 |  | 1 | TRUE | wye
2 | MV_4_0_load_1 | 3 | 0.15638 | 0.075741 | 0 | 0 |  | 1 | TRUE | wye
3 | MV_4_0_load_129 | 8 | 0.19441 | 0.094155 | 0 | 0 |  | 1 | TRUE | wye
4 | MV_4_0_load_116 | 9 | 0.29854 | 0.14459 | 0 | 0 |  | 1 | TRUE | wye
5 | MV_4_0_load_132 | 11 | 0.081396 | 0.039422 | 0 | 0 |  | 1 | TRUE | wye
6 | MV_4_0_load_139 | 12 | 0.34908 | 0.16907 | 0 | 0 |  | 1 | TRUE | wye
7 | MV_4_0_load_131 | 14 | 0.47731 | 0.23117 | 0 | 0 |  | 1 | TRUE | wye
8 | MV_4_0_load_5 | 15 | 0.14286 | 0.069193 | 0 | 0 |  | 1 | TRUE | wye
9 | MV_4_0_load_14 | 19 | 0.15869 | 0.076858 | 0 | 0 |  | 1 | TRUE | wye
10 | MV_4_0_load_9 | 20 | 0.21604 | 0.10463 | 0 | 0 |  | 1 | TRUE | wye
11 | MV_4_0_load_157 | 24 | 0.29644 | 0.14357 | 0 | 0 |  | 1 | TRUE | wye
12 | MV_4_0_load_13 | 26 | 0.16492 | 0.079875 | 0 | 0 |  | 1 | TRUE | wye
13 | MV_4_0_load_158 | 27 | 0.082823 | 0.040113 | 0 | 0 |  | 1 | TRUE | wye
14 | MV_4_0_load_154 | 28 | 0.1486 | 0.071972 | 0 | 0 |  | 1 | TRUE | wye
15 | MV_4_0_load_15 | 29 | 0.41541 | 0.20119 | 0 | 0 |  | 1 | TRUE | wye
16 | MV_4_0_load_55 | 31 | 0.20697 | 0.10024 | 0 | 0 |  | 1 | TRUE | wye
17 | MV_4_0_load_95 | 35 | 0.38806 | 0.18795 | 0 | 0 |  | 1 | TRUE | wye
18 | MV_4_0_load_53 | 37 | 0.29893 | 0.14478 | 0 | 0 |  | 1 | TRUE | wye
19 | MV_4_0_load_19 | 38 | 0.31032 | 0.1503 | 0 | 0 |  | 1 | TRUE | wye
20 | MV_4_0_load_145 | 44 | 0.20012 | 0.096923 | 0 | 0 |  | 1 | TRUE | wye
21 | MV_4_0_load_26 | 45 | 0.26625 | 0.12895 | 0 | 0 |  | 1 | TRUE | wye
22 | MV_4_0_load_147 | 46 | 0.099957 | 0.048411 | 0 | 0 |  | 1 | TRUE | wye
23 | MV_4_0_load_148 | 47 | 0.079468 | 0.038488 | 0 | 0 |  | 1 | TRUE | wye
24 | MV_4_0_load_134 | 49 | 0.12876 | 0.062364 | 0 | 0 |  | 1 | TRUE | wye
25 | MV_4_0_load_146 | 50 | 0.086541 | 0.041914 | 0 | 0 |  | 1 | TRUE | wye
26 | MV_4_0_load_27 | 51 | 0.096107 | 0.046547 | 0 | 0 |  | 1 | TRUE | wye
27 | MV_4_0_load_133 | 54 | 0.22947 | 0.11114 | 0 | 0 |  | 1 | TRUE | wye
28 | MV_4_0_load_32 | 55 | 0.16682 | 0.080795 | 0 | 0 |  | 1 | TRUE | wye
29 | MV_4_0_load_30 | 56 | 0.073073 | 0.035391 | 0 | 0 |  | 1 | TRUE | wye
30 | MV_4_0_load_140 | 58 | 0.25423 | 0.12313 | 0 | 0 |  | 1 | TRUE | wye
31 | MV_4_0_load_29 | 59 | 0.27264 | 0.13205 | 0 | 0 |  | 1 | TRUE | wye
32 | MV_4_0_load_109 | 60 | 0.17412 | 0.08433 | 0 | 0 |  | 1 | TRUE | wye
33 | MV_4_0_load_33 | 61 | 0.41033 | 0.19873 | 0 | 0 |  | 1 | TRUE | wye
34 | MV_4_0_load_34 | 62 | 0.30453 | 0.14749 | 0 | 0 |  | 1 | TRUE | wye
35 | MV_4_0_load_153 | 66 | 0.58755 | 0.28456 | 0 | 0 |  | 1 | TRUE | wye
36 | MV_4_0_load_101 | 69 | 0.36286 | 0.17574 | 0 | 0 |  | 1 | TRUE | wye
37 | MV_4_0_load_105 | 70 | 0.19982 | 0.096777 | 0 | 0 |  | 1 | TRUE | wye
38 | MV_4_0_load_98 | 71 | 0.18495 | 0.089574 | 0 | 0 |  | 1 | TRUE | wye
39 | MV_4_0_load_85 | 72 | 0.34145 | 0.16537 | 0 | 0 |  | 1 | TRUE | wye
40 | MV_4_0_load_108 | 77 | 0.26192 | 0.12685 | 0 | 0 |  | 1 | TRUE | wye
41 | MV_4_0_load_39 | 78 | 0.23968 | 0.11608 | 0 | 0 |  | 1 | TRUE | wye
42 | MV_4_0_load_42 | 83 | 0.25601 | 0.12399 | 0 | 0 |  | 1 | TRUE | wye
43 | MV_4_0_load_102 | 85 | 0.34215 | 0.16571 | 0 | 0 |  | 1 | TRUE | wye
44 | MV_4_0_load_161 | 86 | 0.36808 | 0.17827 | 0 | 0 |  | 1 | TRUE | wye
45 | MV_4_0_load_45 | 87 | 0.27625 | 0.1338 | 0 | 0 |  | 1 | TRUE | wye
46 | MV_4_0_load_48 | 89 | 0.052814 | 0.025579 | 0 | 0 |  | 1 | TRUE | wye
47 | MV_4_0_load_52 | 90 | 0.10243 | 0.049607 | 0 | 0 |  | 1 | TRUE | wye
48 | MV_4_0_load_167 | 93 | 0.12852 | 0.062243 | 0 | 0 |  | 1 | TRUE | wye
49 | MV_4_0_load_49 | 95 | 0.30091 | 0.14574 | 0 | 0 |  | 1 | TRUE | wye
50 | MV_4_0_load_75 | 97 | 0.32427 | 0.15705 | 0 | 0 |  | 1 | TRUE | wye
51 | MV_4_0_load_164 | 100 | 0.15179 | 0.073514 | 0 | 0 |  | 1 | TRUE | wye
52 | MV_4_0_load_58 | 102 | 0.098597 | 0.047753 | 0 | 0 |  | 1 | TRUE | wye
53 | MV_4_0_load_73 | 106 | 0.21668 | 0.10494 | 0 | 0 |  | 1 | TRUE | wye
54 | MV_4_0_load_84 | 107 | 0.084488 | 0.040919 | 0 | 0 |  | 1 | TRUE | wye
55 | MV_4_0_load_61 | 108 | 0.18181 | 0.088057 | 0 | 0 |  | 1 | TRUE | wye
56 | MV_4_0_load_130 | 111 | 0.3447 | 0.16695 | 0 | 0 |  | 1 | TRUE | wye
57 | MV_4_0_load_119 | 113 | 0.39015 | 0.18896 | 0 | 0 |  | 1 | TRUE | wye
58 | MV_4_0_load_113 | 114 | 0.1924 | 0.093185 | 0 | 0 |  | 1 | TRUE | wye
59 | MV_4_0_load_64 | 116 | 0.30393 | 0.1472 | 0 | 0 |  | 1 | TRUE | wye
60 | MV_4_0_load_68 | 119 | 0.080208 | 0.038847 | 0 | 0 |  | 1 | TRUE | wye
61 | MV_4_0_load_160 | 120 | 0.37159 | 0.17997 | 0 | 0 |  | 1 | TRUE | wye
62 | MV_4_0_load_104 | 124 | 0.2069 | 0.10021 | 0 | 0 |  | 1 | TRUE | wye
63 | MV_4_0_load_115 | 125 | 0.18138 | 0.087845 | 0 | 0 |  | 1 | TRUE | wye
64 | MV_4_0_load_78 | 128 | 0.31052 | 0.15039 | 0 | 0 |  | 1 | TRUE | wye
65 | MV_4_0_load_152 | 132 | 0.073775 | 0.035731 | 0 | 0 |  | 1 | TRUE | wye
66 | MV_4_0_load_163 | 134 | 0.26282 | 0.12729 | 0 | 0 |  | 1 | TRUE | wye
67 | MV_4_0_load_82 | 137 | 0.39866 | 0.19308 | 0 | 0 |  | 1 | TRUE | wye
68 | MV_4_0_load_94 | 139 | 0.11682 | 0.056579 | 0 | 0 |  | 1 | TRUE | wye
69 | MV_4_0_load_87 | 140 | 0.36386 | 0.17623 | 0 | 0 |  | 1 | TRUE | wye
70 | MV_4_0_load_156 | 145 | 0.15587 | 0.075492 | 0 | 0 |  | 1 | TRUE | wye
71 | MV_4_0_load_110 | 146 | 0.13016 | 0.063038 | 0 | 0 |  | 1 | TRUE | wye
72 | MV_4_0_load_159 | 149 | 0.076455 | 0.037029 | 0 | 0 |  | 1 | TRUE | wye
73 | MV_4_0_load_137 | 152 | 0.089699 | 0.043443 | 0 | 0 |  | 1 | TRUE | wye
74 | MV_4_0_load_143 | 154 | 0.12323 | 0.059683 | 0 | 0 |  | 1 | TRUE | wye
75 | MV_4_0_load_142 | 155 | 0.076221 | 0.036915 | 0 | 0 |  | 1 | TRUE | wye
76 | MV_4_0_load_141 | 156 | 0.080592 | 0.039033 | 0 | 0 |  | 1 | TRUE | wye
77 | MV_4_0_load_125 | 159 | 0.21119 | 0.10229 | 0 | 0 |  | 1 | TRUE | wye
78 | MV_4_0_load_165 | 160 | 0.24902 | 0.1206 | 0 | 0 |  | 1 | TRUE | wye
79 | MV_4_0_load_166 | 161 | 0.18849 | 0.091288 | 0 | 0 |  | 1 | TRUE | wye
80 | MV_4_0_load_149 | 163 | 0.072551 | 0.035138 | 0 | 0 |  | 1 | TRUE | wye
81 | MV_4_0_load_162 | 164 | 0.2968 | 0.14375 | 0 | 0 |  | 1 | TRUE | wye

## ext_grid
| name | bus | vm_pu | va_degree | slack_weight | in_service
0 |  | 77 | 1 | 0 | 1 | TRUE

## line
| name | std_type | from_bus | to_bus | length_km | r_ohm_per_km | x_ohm_per_km | c_nf_per_km | g_us_per_km | max_i_ka | df | parallel | type | in_service
0 | MV_4_0_line_0 |  | 0 | 1 | 0.051263 | 0.445 | 0.132 | 190 | 0 | 0.22 | 1 | 1 | cs | TRUE
1 | MV_4_0_line_1 |  | 0 | 2 | 0.058892 | 0.445 | 0.132 | 190 | 0 | 0.22 | 1 | 1 | cs | TRUE
2 | MV_4_0_line_2 |  | 0 | 3 | 0.062333 | 0.5939 | 0.372 | 9.5 | 0 | 0.21 | 1 | 1 | ol | TRUE
3 | MV_4_0_line_3 |  | 2 | 4 | 0.076319 | 0.445 | 0.132 | 190 | 0 | 0.22 | 1 | 1 | cs | TRUE
4 | MV_4_0_line_4 |  | 4 | 10 | 0.13545 | 0.445 | 0.132 | 190 | 0 | 0.22 | 1 | 1 | cs | TRUE
5 | MV_4_0_line_5 |  | 4 | 11 | 0.14833 | 0.445 | 0.132 | 190 | 0 | 0.22 | 1 | 1 | cs | TRUE
6 | MV_4_0_line_6 |  | 5 | 6 | 0.28454 | 0.0515 | 0.029 | 1000 | 0 | 1.276 | 1 | 1 | cs | TRUE
7 | MV_4_0_line_7 |  | 5 | 7 | 1.0895 | 0.5939 | 0.372 | 9.5 | 0 | 0.21 | 1 | 1 | ol | TRUE
8 | MV_4_0_line_8 |  | 5 | 8 | 1.1766 | 0.0595 | 0.16 | 22 | 0 | 1.29 | 1 | 1 | ol | TRUE
9 | MV_4_0_line_9 |  | 5 | 9 | 0.097836 | 0.445 | 0.132 | 190 | 0 | 0.22 | 1 | 1 | cs | TRUE
10 | MV_4_0_line_10 |  | 6 | 111 | 0.027047 | 0.0515 | 0.029 | 1000 | 0 | 1.276 | 1 | 1 | cs | TRUE
11 | MV_4_0_line_11 |  | 7 | 149 | 0.62481 | 0.445 | 0.132 | 190 | 0 | 0.22 | 1 | 1 | cs | TRUE
12 | MV_4_0_line_12 |  | 8 | 150 | 0.30016 | 0.0595 | 0.16 | 22 | 0 | 1.29 | 1 | 1 | ol | TRUE
13 | MV_4_0_line_13 |  | 9 | 148 | 0.035952 | 0.445 | 0.132 | 190 | 0 | 0.22 | 1 | 1 | cs | TRUE
14 | MV_4_0_line_14 |  | 10 | 12 | 0.042471 | 0.445 | 0.132 | 190 | 0 | 0.22 | 1 | 1 | cs | TRUE
15 | MV_4_0_line_15 |  | 10 | 13 | 0.1931 | 0.445 | 0.132 | 190 | 0 | 0.22 | 1 | 1 | cs | TRUE
16 | MV_4_0_line_16 |  | 11 | 14 | 0.12128 | 0.445 | 0.132 | 190 | 0 | 0.22 | 1 | 1 | cs | TRUE
17 | MV_4_0_line_17 |  | 12 | 58 | 0.014346 | 0.445 | 0.132 | 190 | 0 | 0.22 | 1 | 1 | cs | TRUE
18 | MV_4_0_line_18 |  | 13 | 45 | 0.059304 | 0.445 | 0.132 | 190 | 0 | 0.22 | 1 | 1 | cs | TRUE
19 | MV_4_0_line_19 |  | 13 | 39 | 0.12048 | 0.445 | 0.132 | 190 | 0 | 0.22 | 1 | 1 | cs | TRUE
20 | MV_4_0_line_20 |  | 15 | 16 | 0.002376 | 0.445 | 0.132 | 190 | 0 | 0.22 | 1 | 1 | cs | TRUE
21 | MV_4_0_line_21 |  | 16 | 17 | 0.76247 | 0.445 | 0.132 | 190 | 0 | 0.22 | 1 | 1 | cs | TRUE
22 | MV_4_0_line_22 |  | 17 | 20 | 0.012291 | 0.445 | 0.132 | 190 | 0 | 0.22 | 1 | 1 | cs | TRUE
23 | MV_4_0_line_23 |  | 17 | 18 | 0.28039 | 0.445 | 0.132 | 190 | 0 | 0.22 | 1 | 1 | cs | TRUE
24 | MV_4_0_line_24 |  | 18 | 19 | 0.029439 | 0.445 | 0.132 | 190 | 0 | 0.22 | 1 | 1 | cs | TRUE
25 | MV_4_0_line_25 |  | 20 | 21 | 0.041148 | 0.445 | 0.132 | 190 | 0 | 0.22 | 1 | 1 | cs | TRUE
26 | MV_4_0_line_26 |  | 21 | 22 | 0.34923 | 0.445 | 0.132 | 190 | 0 | 0.22 | 1 | 1 | cs | TRUE
27 | MV_4_0_line_27 |  | 22 | 26 | 0.049283 | 0.5939 | 0.372 | 9.5 | 0 | 0.21 | 1 | 1 | ol | TRUE
28 | MV_4_0_line_28 |  | 22 | 23 | 1.1367 | 0.445 | 0.132 | 190 | 0 | 0.22 | 1 | 1 | cs | TRUE
29 | MV_4_0_line_29 |  | 23 | 24 | 0.10999 | 0.445 | 0.132 | 190 | 0 | 0.22 | 1 | 1 | cs | TRUE
30 | MV_4_0_line_30 |  | 23 | 25 | 0.13059 | 0.445 | 0.132 | 190 | 0 | 0.22 | 1 | 1 | cs | TRUE
31 | MV_4_0_line_31 |  | 24 | 27 | 0.039551 | 0.445 | 0.132 | 190 | 0 | 0.22 | 1 | 1 | cs | TRUE
32 | MV_4_0_line_32 |  | 25 | 28 | 0.075183 | 0.445 | 0.132 | 190 | 0 | 0.22 | 1 | 1 | cs | TRUE
33 | MV_4_0_line_33 |  | 28 | 145 | 0.20697 | 0.445 | 0.132 | 190 | 0 | 0.22 | 1 | 1 | cs | TRUE
34 | MV_4_0_line_34 |  | 29 | 30 | 0.1127 | 0.5939 | 0.372 | 9.5 | 0 | 0.21 | 1 | 1 | ol | TRUE
35 | MV_4_0_line_35 |  | 29 | 31 | 0.68785 | 0.5939 | 0.372 | 9.5 | 0 | 0.21 | 1 | 1 | ol | TRUE
36 | MV_4_0_line_36 |  | 30 | 32 | 0.72574 | 0.445 | 0.132 | 190 | 0 | 0.22 | 1 | 1 | cs | TRUE
37 | MV_4_0_line_37 |  | 31 | 33 | 0.004422 | 0.445 | 0.132 | 190 | 0 | 0.22 | 1 | 1 | cs | TRUE
38 | MV_4_0_line_38 |  | 32 | 34 | 0.3001 | 0.445 | 0.132 | 190 | 0 | 0.22 | 1 | 1 | cs | TRUE
39 | MV_4_0_line_39 |  | 32 | 35 | 0.027521 | 0.445 | 0.132 | 190 | 0 | 0.22 | 1 | 1 | cs | TRUE
40 | MV_4_0_line_40 |  | 33 | 36 | 0.21543 | 0.445 | 0.132 | 190 | 0 | 0.22 | 1 | 1 | cs | TRUE
41 | MV_4_0_line_41 |  | 34 | 37 | 0.20475 | 0.5939 | 0.372 | 9.5 | 0 | 0.21 | 1 | 1 | ol | TRUE
42 | MV_4_0_line_42 |  | 36 | 102 | 0.22739 | 0.445 | 0.132 | 190 | 0 | 0.22 | 1 | 1 | cs | TRUE
43 | MV_4_0_line_43 |  | 38 | 39 | 0.081025 | 0.445 | 0.132 | 190 | 0 | 0.22 | 1 | 1 | cs | TRUE
44 | MV_4_0_line_44 |  | 39 | 40 | 0.20219 | 0.445 | 0.132 | 190 | 0 | 0.22 | 1 | 1 | cs | TRUE
45 | MV_4_0_line_45 |  | 39 | 41 | 0.2004 | 0.445 | 0.132 | 190 | 0 | 0.22 | 1 | 1 | cs | TRUE
46 | MV_4_0_line_46 |  | 39 | 42 | 0.099649 | 0.445 | 0.132 | 190 | 0 | 0.22 | 1 | 1 | cs | TRUE
47 | MV_4_0_line_47 |  | 39 | 43 | 0.096052 | 0.445 | 0.132 | 190 | 0 | 0.22 | 1 | 1 | cs | TRUE
48 | MV_4_0_line_48 |  | 40 | 44 | 0.075288 | 0.445 | 0.132 | 190 | 0 | 0.22 | 1 | 1 | cs | TRUE
49 | MV_4_0_line_49 |  | 41 | 46 | 0.18253 | 0.445 | 0.132 | 190 | 0 | 0.22 | 1 | 1 | cs | TRUE
50 | MV_4_0_line_50 |  | 41 | 47 | 0.054211 | 0.445 | 0.132 | 190 | 0 | 0.22 | 1 | 1 | cs | TRUE
51 | MV_4_0_line_51 |  | 42 | 48 | 0.055904 | 0.445 | 0.132 | 190 | 0 | 0.22 | 1 | 1 | cs | TRUE
52 | MV_4_0_line_52 |  | 42 | 49 | 0.049224 | 0.445 | 0.132 | 190 | 0 | 0.22 | 1 | 1 | cs | TRUE
53 | MV_4_0_line_53 |  | 43 | 50 | 0.012075 | 0.445 | 0.132 | 190 | 0 | 0.22 | 1 | 1 | cs | TRUE
54 | MV_4_0_line_54 |  | 45 | 51 | 0.013288 | 0.445 | 0.132 | 190 | 0 | 0.22 | 1 | 1 | cs | TRUE
55 | MV_4_0_line_55 |  | 48 | 55 | 0.071907 | 0.445 | 0.132 | 190 | 0 | 0.22 | 1 | 1 | cs | TRUE
56 | MV_4_0_line_56 |  | 48 | 56 | 0.032304 | 0.445 | 0.132 | 190 | 0 | 0.22 | 1 | 1 | cs | TRUE
57 | MV_4_0_line_57 |  | 49 | 57 | 0.027975 | 0.161 | 0.117 | 273 | 0 | 0.362 | 1 | 1 | cs | TRUE
58 | MV_4_0_line_58 |  | 52 | 53 | 0.38788 | 0.445 | 0.132 | 190 | 0 | 0.22 | 1 | 1 | cs | TRUE
59 | MV_4_0_line_59 |  | 52 | 54 | 0.03479 | 0.445 | 0.132 | 190 | 0 | 0.22 | 1 | 1 | cs | TRUE
60 | MV_4_0_line_60 |  | 53 | 161 | 0.073417 | 0.445 | 0.132 | 190 | 0 | 0.22 | 1 | 1 | cs | TRUE
61 | MV_4_0_line_61 |  | 53 | 115 | 0.50971 | 0.445 | 0.132 | 190 | 0 | 0.22 | 1 | 1 | cs | TRUE
62 | MV_4_0_line_62 |  | 55 | 60 | 0.083897 | 0.445 | 0.132 | 190 | 0 | 0.22 | 1 | 1 | cs | TRUE
63 | MV_4_0_line_63 |  | 56 | 59 | 0.040601 | 0.445 | 0.132 | 190 | 0 | 0.22 | 1 | 1 | cs | TRUE
64 | MV_4_0_line_64 |  | 57 | 151 | 0.044527 | 0.0515 | 0.029 | 1000 | 0 | 1.276 | 1 | 1 | cs | TRUE
65 | MV_4_0_line_65 |  | 58 | 156 | 0.035447 | 0.445 | 0.132 | 190 | 0 | 0.22 | 1 | 1 | cs | TRUE
66 | MV_4_0_line_66 |  | 61 | 62 | 0.02131 | 0.445 | 0.132 | 190 | 0 | 0.22 | 1 | 1 | cs | TRUE
67 | MV_4_0_line_67 |  | 61 | 63 | 0.036193 | 0.445 | 0.132 | 190 | 0 | 0.22 | 1 | 1 | cs | TRUE
68 | MV_4_0_line_68 |  | 63 | 64 | 0.040688 | 0.445 | 0.132 | 190 | 0 | 0.22 | 1 | 1 | cs | TRUE
69 | MV_4_0_line_69 |  | 64 | 65 | 0.10795 | 0.445 | 0.132 | 190 | 0 | 0.22 | 1 | 1 | cs | TRUE
70 | MV_4_0_line_70 |  | 64 | 66 | 0.032884 | 0.445 | 0.132 | 190 | 0 | 0.22 | 1 | 1 | cs | TRUE
71 | MV_4_0_line_71 |  | 65 | 72 | 0.10807 | 0.445 | 0.132 | 190 | 0 | 0.22 | 1 | 1 | cs | TRUE
72 | MV_4_0_line_72 |  | 67 | 68 | 0.45305 | 0.445 | 0.132 | 190 | 0 | 0.22 | 1 | 1 | cs | TRUE
73 | MV_4_0_line_73 |  | 67 | 69 | 0.062087 | 0.445 | 0.132 | 190 | 0 | 0.22 | 1 | 1 | cs | TRUE
74 | MV_4_0_line_74 |  | 68 | 70 | 0.08724 | 0.445 | 0.132 | 190 | 0 | 0.22 | 1 | 1 | cs | TRUE
75 | MV_4_0_line_75 |  | 68 | 71 | 0.26833 | 0.5939 | 0.372 | 9.5 | 0 | 0.21 | 1 | 1 | ol | TRUE
76 | MV_4_0_line_76 |  | 70 | 73 | 0.14402 | 0.445 | 0.132 | 190 | 0 | 0.22 | 1 | 1 | cs | TRUE
77 | MV_4_0_line_77 |  | 71 | 74 | 0.014734 | 0.0515 | 0.029 | 1000 | 0 | 1.276 | 1 | 1 | cs | TRUE
78 | MV_4_0_line_78 |  | 71 | 75 | 0.10463 | 0.0595 | 0.16 | 22 | 0 | 1.29 | 1 | 1 | ol | TRUE
79 | MV_4_0_line_79 |  | 72 | 126 | 0.089618 | 0.5939 | 0.372 | 9.5 | 0 | 0.21 | 1 | 1 | ol | TRUE
80 | MV_4_0_line_80 |  | 72 | 105 | 0.056576 | 0.445 | 0.132 | 190 | 0 | 0.22 | 1 | 1 | cs | TRUE
81 | MV_4_0_line_81 |  | 73 | 144 | 1.1776 | 0.445 | 0.132 | 190 | 0 | 0.22 | 1 | 1 | cs | TRUE
82 | MV_4_0_line_82 |  | 74 | 76 | 0.249 | 0.0515 | 0.029 | 1000 | 0 | 1.276 | 1 | 1 | cs | TRUE
83 | MV_4_0_line_83 |  | 75 | 139 | 0.21877 | 0.5939 | 0.372 | 9.5 | 0 | 0.21 | 1 | 1 | ol | TRUE
84 | MV_4_0_line_84 |  | 75 | 141 | 0.072031 | 0.0515 | 0.029 | 1000 | 0 | 1.276 | 1 | 1 | cs | TRUE
85 | MV_4_0_line_85 |  | 76 | 77 | 0.031911 | 0.0515 | 0.029 | 1000 | 0 | 1.276 | 1 | 1 | cs | TRUE
86 | MV_4_0_line_86 |  | 78 | 79 | 0.093245 | 0.445 | 0.132 | 190 | 0 | 0.22 | 1 | 1 | cs | TRUE
87 | MV_4_0_line_87 |  | 78 | 80 | 0.11303 | 0.5939 | 0.372 | 9.5 | 0 | 0.21 | 1 | 1 | ol | TRUE
88 | MV_4_0_line_88 |  | 79 | 81 | 0.037727 | 0.445 | 0.132 | 190 | 0 | 0.22 | 1 | 1 | cs | TRUE
89 | MV_4_0_line_89 |  | 79 | 82 | 0.10453 | 0.445 | 0.132 | 190 | 0 | 0.22 | 1 | 1 | cs | TRUE
90 | MV_4_0_line_90 |  | 80 | 83 | 0.04652 | 0.445 | 0.132 | 190 | 0 | 0.22 | 1 | 1 | cs | TRUE
91 | MV_4_0_line_91 |  | 81 | 85 | 0.078095 | 0.445 | 0.132 | 190 | 0 | 0.22 | 1 | 1 | cs | TRUE
92 | MV_4_0_line_92 |  | 82 | 86 | 0.045853 | 0.445 | 0.132 | 190 | 0 | 0.22 | 1 | 1 | cs | TRUE
93 | MV_4_0_line_93 |  | 83 | 84 | 0.31112 | 0.5939 | 0.372 | 9.5 | 0 | 0.21 | 1 | 1 | ol | TRUE
94 | MV_4_0_line_94 |  | 84 | 87 | 0.025208 | 0.445 | 0.132 | 190 | 0 | 0.22 | 1 | 1 | cs | TRUE
95 | MV_4_0_line_95 |  | 85 | 88 | 0.038964 | 0.445 | 0.132 | 190 | 0 | 0.22 | 1 | 1 | cs | TRUE
96 | MV_4_0_line_96 |  | 88 | 121 | 0.25098 | 0.445 | 0.132 | 190 | 0 | 0.22 | 1 | 1 | cs | TRUE
97 | MV_4_0_line_97 |  | 88 | 94 | 0.86704 | 0.445 | 0.132 | 190 | 0 | 0.22 | 1 | 1 | cs | TRUE
98 | MV_4_0_line_98 |  | 88 | 118 | 0.58701 | 0.445 | 0.132 | 190 | 0 | 0.22 | 1 | 1 | cs | TRUE
99 | MV_4_0_line_99 |  | 89 | 90 | 0.82374 | 0.5939 | 0.372 | 9.5 | 0 | 0.21 | 1 | 1 | ol | TRUE
100 | MV_4_0_line_100 |  | 89 | 91 | 0.86784 | 0.5939 | 0.372 | 9.5 | 0 | 0.21 | 1 | 1 | ol | TRUE
101 | MV_4_0_line_101 |  | 90 | 92 | 0.10152 | 0.445 | 0.132 | 190 | 0 | 0.22 | 1 | 1 | cs | TRUE
102 | MV_4_0_line_102 |  | 91 | 93 | 0.034245 | 0.445 | 0.132 | 190 | 0 | 0.22 | 1 | 1 | cs | TRUE
103 | MV_4_0_line_103 |  | 91 | 94 | 0.21744 | 0.445 | 0.132 | 190 | 0 | 0.22 | 1 | 1 | cs | TRUE
104 | MV_4_0_line_104 |  | 92 | 96 | 0.077956 | 0.445 | 0.132 | 190 | 0 | 0.22 | 1 | 1 | cs | TRUE
105 | MV_4_0_line_105 |  | 94 | 120 | 0.040947 | 0.5939 | 0.372 | 9.5 | 0 | 0.21 | 1 | 1 | ol | TRUE
106 | MV_4_0_line_106 |  | 95 | 96 | 0.030702 | 0.445 | 0.132 | 190 | 0 | 0.22 | 1 | 1 | cs | TRUE
107 | MV_4_0_line_107 |  | 96 | 97 | 0.16562 | 0.5939 | 0.372 | 9.5 | 0 | 0.21 | 1 | 1 | ol | TRUE
108 | MV_4_0_line_108 |  | 97 | 98 | 0.099265 | 0.5939 | 0.372 | 9.5 | 0 | 0.21 | 1 | 1 | ol | TRUE
109 | MV_4_0_line_109 |  | 98 | 127 | 0.049567 | 0.445 | 0.132 | 190 | 0 | 0.22 | 1 | 1 | cs | TRUE
110 | MV_4_0_line_110 |  | 99 | 100 | 0.0225 | 0.445 | 0.132 | 190 | 0 | 0.22 | 1 | 1 | cs | TRUE
111 | MV_4_0_line_111 |  | 99 | 101 | 0.19312 | 0.445 | 0.132 | 190 | 0 | 0.22 | 1 | 1 | cs | TRUE
112 | MV_4_0_line_112 |  | 101 | 128 | 0.031992 | 0.445 | 0.132 | 190 | 0 | 0.22 | 1 | 1 | cs | TRUE
113 | MV_4_0_line_113 |  | 102 | 103 | 0.33243 | 0.445 | 0.132 | 190 | 0 | 0.22 | 1 | 1 | cs | TRUE
114 | MV_4_0_line_114 |  | 103 | 104 | 0.63276 | 0.445 | 0.132 | 190 | 0 | 0.22 | 1 | 1 | cs | TRUE
115 | MV_4_0_line_115 |  | 104 | 105 | 0.42396 | 0.445 | 0.132 | 190 | 0 | 0.22 | 1 | 1 | cs | TRUE
116 | MV_4_0_line_116 |  | 104 | 106 | 0.12456 | 0.5939 | 0.372 | 9.5 | 0 | 0.21 | 1 | 1 | ol | TRUE
117 | MV_4_0_line_117 |  | 105 | 107 | 0.048946 | 0.445 | 0.132 | 190 | 0 | 0.22 | 1 | 1 | cs | TRUE
118 | MV_4_0_line_118 |  | 108 | 109 | 0.030535 | 0.445 | 0.132 | 190 | 0 | 0.22 | 1 | 1 | cs | TRUE
119 | MV_4_0_line_119 |  | 109 | 110 | 0.41734 | 0.0515 | 0.029 | 1000 | 0 | 1.276 | 1 | 1 | cs | TRUE
120 | MV_4_0_line_120 |  | 109 | 111 | 0.22181 | 0.0595 | 0.16 | 22 | 0 | 1.29 | 1 | 1 | ol | TRUE
121 | MV_4_0_line_121 |  | 110 | 112 | 0.72824 | 0.445 | 0.132 | 190 | 0 | 0.22 | 1 | 1 | cs | TRUE
122 | MV_4_0_line_122 |  | 110 | 113 | 0.14763 | 0.0595 | 0.16 | 22 | 0 | 1.29 | 1 | 1 | ol | TRUE
123 | MV_4_0_line_123 |  | 112 | 114 | 0.14213 | 0.445 | 0.132 | 190 | 0 | 0.22 | 1 | 1 | cs | TRUE
124 | MV_4_0_line_124 |  | 113 | 115 | 0.016368 | 0.0515 | 0.029 | 1000 | 0 | 1.276 | 1 | 1 | cs | TRUE
125 | MV_4_0_line_125 |  | 115 | 157 | 0.51844 | 0.0515 | 0.029 | 1000 | 0 | 1.276 | 1 | 1 | cs | TRUE
126 | MV_4_0_line_126 |  | 116 | 117 | 0.020773 | 0.445 | 0.132 | 190 | 0 | 0.22 | 1 | 1 | cs | TRUE
127 | MV_4_0_line_127 |  | 117 | 118 | 0.00412 | 0.445 | 0.132 | 190 | 0 | 0.22 | 1 | 1 | cs | TRUE
128 | MV_4_0_line_128 |  | 118 | 119 | 0.023506 | 0.445 | 0.132 | 190 | 0 | 0.22 | 1 | 1 | cs | TRUE
129 | MV_4_0_line_129 |  | 119 | 122 | 0.025494 | 0.445 | 0.132 | 190 | 0 | 0.22 | 1 | 1 | cs | TRUE
130 | MV_4_0_line_130 |  | 121 | 125 | 0.019066 | 0.5939 | 0.372 | 9.5 | 0 | 0.21 | 1 | 1 | ol | TRUE
131 | MV_4_0_line_131 |  | 122 | 123 | 0.1506 | 0.445 | 0.132 | 190 | 0 | 0.22 | 1 | 1 | cs | TRUE
132 | MV_4_0_line_132 |  | 123 | 124 | 0.029508 | 0.445 | 0.132 | 190 | 0 | 0.22 | 1 | 1 | cs | TRUE
133 | MV_4_0_line_133 |  | 126 | 138 | 0.040209 | 0.445 | 0.132 | 190 | 0 | 0.22 | 1 | 1 | cs | TRUE
134 | MV_4_0_line_134 |  | 127 | 128 | 0.025449 | 0.161 | 0.117 | 273 | 0 | 0.362 | 1 | 1 | cs | TRUE
135 | MV_4_0_line_135 |  | 127 | 129 | 0.12897 | 0.445 | 0.132 | 190 | 0 | 0.22 | 1 | 1 | cs | TRUE
136 | MV_4_0_line_136 |  | 127 | 130 | 0.25212 | 0.445 | 0.132 | 190 | 0 | 0.22 | 1 | 1 | cs | TRUE
137 | MV_4_0_line_137 |  | 128 | 131 | 0.049416 | 0.306 | 0.35 | 10 | 0 | 0.35 | 1 | 1 | ol | TRUE
138 | MV_4_0_line_138 |  | 129 | 132 | 0.032174 | 0.445 | 0.132 | 190 | 0 | 0.22 | 1 | 1 | cs | TRUE
139 | MV_4_0_line_139 |  | 130 | 135 | 0.12555 | 0.445 | 0.132 | 190 | 0 | 0.22 | 1 | 1 | cs | TRUE
140 | MV_4_0_line_140 |  | 130 | 133 | 0.14049 | 0.445 | 0.132 | 190 | 0 | 0.22 | 1 | 1 | cs | TRUE
141 | MV_4_0_line_141 |  | 131 | 136 | 0.3254 | 0.0515 | 0.029 | 1000 | 0 | 1.276 | 1 | 1 | cs | TRUE
142 | MV_4_0_line_142 |  | 133 | 134 | 0.018229 | 0.5939 | 0.372 | 9.5 | 0 | 0.21 | 1 | 1 | ol | TRUE
143 | MV_4_0_line_143 |  | 135 | 137 | 0.009851 | 0.445 | 0.132 | 190 | 0 | 0.22 | 1 | 1 | cs | TRUE
144 | MV_4_0_line_144 |  | 136 | 142 | 0.20266 | 0.0595 | 0.16 | 22 | 0 | 1.29 | 1 | 1 | ol | TRUE
145 | MV_4_0_line_145 |  | 136 | 140 | 0.021575 | 0.0515 | 0.029 | 1000 | 0 | 1.276 | 1 | 1 | cs | TRUE
146 | MV_4_0_line_146 |  | 138 | 139 | 0.019538 | 0.445 | 0.132 | 190 | 0 | 0.22 | 1 | 1 | cs | TRUE
147 | MV_4_0_line_147 |  | 140 | 141 | 0.028126 | 0.0515 | 0.029 | 1000 | 0 | 1.276 | 1 | 1 | cs | TRUE
148 | MV_4_0_line_148 |  | 142 | 143 | 0.41222 | 0.0515 | 0.029 | 1000 | 0 | 1.276 | 1 | 1 | cs | TRUE
149 | MV_4_0_line_149 |  | 143 | 162 | 0.53816 | 0.445 | 0.132 | 190 | 0 | 0.22 | 1 | 1 | cs | TRUE
150 | MV_4_0_line_150 |  | 143 | 163 | 0.028678 | 0.445 | 0.132 | 190 | 0 | 0.22 | 1 | 1 | cs | TRUE
151 | MV_4_0_line_151 |  | 143 | 158 | 0.87258 | 0.0515 | 0.029 | 1000 | 0 | 1.276 | 1 | 1 | cs | TRUE
152 | MV_4_0_line_152 |  | 144 | 145 | 0.011209 | 0.445 | 0.132 | 190 | 0 | 0.22 | 1 | 1 | cs | TRUE
153 | MV_4_0_line_153 |  | 146 | 147 | 0.24152 | 0.445 | 0.132 | 190 | 0 | 0.22 | 1 | 1 | cs | TRUE
154 | MV_4_0_line_154 |  | 147 | 148 | 0.32264 | 0.445 | 0.132 | 190 | 0 | 0.22 | 1 | 1 | cs | TRUE
155 | MV_4_0_line_155 |  | 150 | 154 | 0.013986 | 0.0515 | 0.029 | 1000 | 0 | 1.276 | 1 | 1 | cs | TRUE
156 | MV_4_0_line_156 |  | 151 | 152 | 0.055871 | 0.445 | 0.132 | 190 | 0 | 0.22 | 1 | 1 | cs | TRUE
157 | MV_4_0_line_157 |  | 151 | 153 | 0.08126 | 0.0515 | 0.029 | 1000 | 0 | 1.276 | 1 | 1 | cs | TRUE
158 | MV_4_0_line_158 |  | 153 | 154 | 0.033196 | 0.0515 | 0.029 | 1000 | 0 | 1.276 | 1 | 1 | cs | TRUE
159 | MV_4_0_line_159 |  | 153 | 155 | 0.002609 | 0.445 | 0.132 | 190 | 0 | 0.22 | 1 | 1 | cs | TRUE
160 | MV_4_0_line_160 |  | 157 | 160 | 0.044811 | 0.445 | 0.132 | 190 | 0 | 0.22 | 1 | 1 | cs | TRUE
161 | MV_4_0_line_161 |  | 157 | 158 | 0.52259 | 0.0515 | 0.029 | 1000 | 0 | 1.276 | 1 | 1 | cs | TRUE
162 | MV_4_0_line_162 |  | 158 | 159 | 0.014311 | 0.445 | 0.132 | 190 | 0 | 0.22 | 1 | 1 | cs | TRUE
163 | MV_4_0_line_163 |  | 162 | 164 | 0.082055 | 0.445 | 0.132 | 190 | 0 | 0.22 | 1 | 1 | cs | TRUE

## trafo
| name | std_type | hv_bus | lv_bus | sn_mva | vn_hv_kv | vn_lv_kv | vk_percent | vkr_percent | pfe_kw | i0_percent | shift_degree | tap_side | tap_neutral | tap_min | tap_max | tap_step_percent | tap_step_degree | tap_pos | tap_phase_shifter | parallel | df | in_service
0 | MV_4_0_trafo_108 | 25 MVA 110/20 kV | 165 | 77 | 25 | 110 | 20 | 12 | 0.41 | 14 | 0.07 | 150 | hv | 0 | -9 | 9 | 1.5 | 0 | 0 | FALSE | 1 | 1 | TRUE

## bus_geodata
| x | y | coords
0 | 2676575.5113 | 1218508.0038
1 | 2676626.6231 | 1218504.0706
2 | 2676548.2154 | 1218457.2985
3 | 2676581.6936 | 1218570.0292
4 | 2676562.6136 | 1218382.3569
5 | 2677820.94 | 1216952.9223
6 | 2677765.0454 | 1216708.0781
7 | 2676900.3572 | 1217535.654
8 | 2677146.1676 | 1217916.823
9 | 2677915.3718 | 1216973.5388
10 | 2676593.0885 | 1218250.7739
11 | 2676585.4491 | 1218377.6903
12 | 2676559.2087 | 1218225.3994
13 | 2676648.1596 | 1218097.8935
14 | 2676638.6564 | 1218282.6151
15 | 2673309.9087 | 1216388.8228
16 | 2673311.5697 | 1216387.1199
17 | 2673348.4011 | 1215970.8954
18 | 2673115.5899 | 1215968.9013
19 | 2673101.4605 | 1215994.7446
20 | 2673355.9189 | 1215961.172
21 | 2673349.8193 | 1215929.7087
22 | 2673160.1109 | 1215770.9098
23 | 2673915.983 | 1215797.7383
24 | 2673990.1452 | 1215716.6113
25 | 2674024.0819 | 1215870.1814
26 | 2673111.3762 | 1215778.2389
27 | 2673988.6918 | 1215686.0047
28 | 2674094.709 | 1215895.8914
29 | 2674054.258 | 1213632.5381
30 | 2674050.7198 | 1213519.8891
31 | 2674700.776 | 1213867.3832
32 | 2673607.4915 | 1213134.903
33 | 2674702.7698 | 1213871.3329
34 | 2673380.3335 | 1213058.378
35 | 2673585.7972 | 1213151.9128
36 | 2674785.4341 | 1214060.5453
37 | 2673243.935 | 1212905.6716
38 | 2676713.2675 | 1217987.5371
39 | 2676692.1897 | 1218065.7723
40 | 2676691.4933 | 1217886.9914
41 | 2676550.8431 | 1217936.282
42 | 2676766.6222 | 1218131.9736
43 | 2676740.1871 | 1218050.9916
44 | 2676620.5271 | 1217861.8515
45 | 2676597.7705 | 1218069.0936
46 | 2676470.6481 | 1217772.3216
47 | 2676503.3646 | 1217960.6557
48 | 2676808.8399 | 1218168.6192
49 | 2676796.6444 | 1218092.9656
50 | 2676743.502 | 1218039.3805
51 | 2676588.9893 | 1218059.2104
52 | 2676998.244 | 1216445.8768
53 | 2677192.6972 | 1216332.8292
54 | 2676970.7209 | 1216424.8395
55 | 2676863.1459 | 1218215.7511
56 | 2676788.7921 | 1218193.9492
57 | 2676813.7071 | 1218070.796
58 | 2676548.2093 | 1218216.1898
59 | 2676763.5951 | 1218225.7852
60 | 2676923.8895 | 1218273.4269
61 | 2675614.3041 | 1215376.83
62 | 2675615.2744 | 1215398.1176
63 | 2675608.1365 | 1215349.3897
64 | 2675645.6961 | 1215343.529
65 | 2675706.1393 | 1215259.1974
66 | 2675665.9308 | 1215369.4504
67 | 2675412.1422 | 1215302.1551
68 | 2675607.493 | 1215591.6263
69 | 2675365.0623 | 1215342.6081
70 | 2675528.3542 | 1215554.6773
71 | 2675875.816 | 1215592.9133
72 | 2675792.9659 | 1215194.6922
73 | 2675389.7709 | 1215572.7462
74 | 2675883.998 | 1215605.1809
75 | 2675952.698 | 1215521.9465
76 | 2675845.2813 | 1215780.8014
77 | 2675831.455 | 1215807.5095
78 | 2675791.8434 | 1214139.2891
79 | 2675832.9221 | 1214222.8204
80 | 2675749.3315 | 1214034.5597
81 | 2675845.6642 | 1214258.3052
82 | 2675931.75 | 1214188.8005
83 | 2675725.8083 | 1213994.3908
84 | 2675860.9525 | 1213714.1509
85 | 2675871.5018 | 1214331.9144
86 | 2675975.3013 | 1214174.1124
87 | 2675884.2815 | 1213704.5526
88 | 2675897.5285 | 1214360.7975
89 | 2677065.3156 | 1214542.5463
90 | 2676475.1525 | 1215117.219
91 | 2676217.3849 | 1214357.708
92 | 2676381.862 | 1215076.8417
93 | 2676195.4824 | 1214331.3334
94 | 2676148.065 | 1214522.6173
95 | 2676339.6831 | 1214987.7887
96 | 2676349.6554 | 1215016.8017
97 | 2676219.4343 | 1215119.1351
98 | 2676136.1012 | 1215173.0719
99 | 2676265.6077 | 1215228.4403
100 | 2676270.468 | 1215250.4055
101 | 2676106.2018 | 1215239.6664
102 | 2674956.6924 | 1214209.7778
103 | 2675170.4205 | 1214464.2435
104 | 2675515.0835 | 1214994.6604
105 | 2675832.2371 | 1215154.0876
106 | 2675420.0834 | 1214914.0953
107 | 2675877.7259 | 1215168.7022
108 | 2677566.3738 | 1216551.5324
109 | 2677593.4234 | 1216537.2196
110 | 2677375.8287 | 1216205.7652
111 | 2677762.1544 | 1216681.1895
112 | 2677909.1554 | 1215923.9834
113 | 2677230.6628 | 1216232.6337
114 | 2677980.4696 | 1215801.3361
115 | 2677218.6089 | 1216242.2838
116 | 2676067.9088 | 1214831.1428
117 | 2676050.6247 | 1214819.6204
118 | 2676047.3067 | 1214817.1654
119 | 2676054.4011 | 1214833.2203
120 | 2676133.6608 | 1214560.947
121 | 2676037.2956 | 1214401.126
122 | 2676074.7487 | 1214848.58
123 | 2676050.2868 | 1214960.9625
124 | 2676031.2847 | 1214983.5792
125 | 2676043.1402 | 1214382.9777
126 | 2675835.8222 | 1215273.3988
127 | 2676087.9036 | 1215185.2089
128 | 2676096.033 | 1215209.3282
129 | 2676011.1995 | 1215138.7674
130 | 2676017.8406 | 1215017.0404
131 | 2676047.077 | 1215216.0524
132 | 2675992.1552 | 1215112.8356
133 | 2676137.5971 | 1214964.4456
134 | 2676151.5507 | 1214976.1757
135 | 2675915.0083 | 1215088.0094
136 | 2676061.6733 | 1215470.1133
137 | 2675906.7971 | 1215093.4862
138 | 2675859.8728 | 1215305.67
139 | 2675875.4605 | 1215317.2647
140 | 2676044.8841 | 1215483.6968
141 | 2676020.5241 | 1215497.8397
142 | 2676231.5546 | 1215359.6116
143 | 2676352.842 | 1215556.4125
144 | 2674309.3455 | 1215929.4567
145 | 2674298.3326 | 1215927.2069
146 | 2678378.2839 | 1217323.7776
147 | 2678215.9122 | 1217150.7429
148 | 2677948.9169 | 1216986.4607
149 | 2676928.362 | 1218148.6301
150 | 2676847.4331 | 1217946.0607
151 | 2676840.0173 | 1218034.8673
152 | 2676786.2658 | 1218019.6257
153 | 2676823.8205 | 1217980.5565
154 | 2676833.7331 | 1217948.8748
155 | 2676821.3037 | 1217979.8694
156 | 2676521.0307 | 1218193.4337
157 | 2676833.1638 | 1215972.1291
158 | 2676691.2593 | 1216302.2824
159 | 2676700.4437 | 1216313.152
160 | 2676871.806 | 1215949.2569
161 | 2677148.487 | 1216295.5772
162 | 2676232.1614 | 1215690.8996
163 | 2676330.2633 | 1215574.0935
164 | 2676293.2638 | 1215745.861
165 | 2675831.455 | 1215807.5095

## line_std_types
| c_nf_per_km | r_ohm_per_km | x_ohm_per_km | max_i_ka | type | q_mm2 | alpha | voltage_rating
NAYY 4x50 SE | 210 | 0.642 | 0.083 | 0.142 | cs | 50 | 0.00403 | LV
NAYY 4x120 SE | 264 | 0.225 | 0.08 | 0.242 | cs | 120 | 0.00403 | LV
NAYY 4x150 SE | 261 | 0.208 | 0.08 | 0.27 | cs | 150 | 0.00403 | LV
NA2XS2Y 1x95 RM/25 12/20 kV | 216 | 0.313 | 0.132 | 0.252 | cs | 95 | 0.00403 | MV
NA2XS2Y 1x185 RM/25 12/20 kV | 273 | 0.161 | 0.117 | 0.362 | cs | 185 | 0.00403 | MV
NA2XS2Y 1x240 RM/25 12/20 kV | 304 | 0.122 | 0.112 | 0.421 | cs | 240 | 0.00403 | MV
NA2XS2Y 1x95 RM/25 6/10 kV | 315 | 0.313 | 0.123 | 0.249 | cs | 95 | 0.00403 | MV
NA2XS2Y 1x185 RM/25 6/10 kV | 406 | 0.161 | 0.11 | 0.358 | cs | 185 | 0.00403 | MV
NA2XS2Y 1x240 RM/25 6/10 kV | 456 | 0.122 | 0.105 | 0.416 | cs | 240 | 0.00403 | MV
NA2XS2Y 1x150 RM/25 12/20 kV | 250 | 0.206 | 0.116 | 0.319 | cs | 150 | 0.00403 | MV
NA2XS2Y 1x120 RM/25 12/20 kV | 230 | 0.253 | 0.119 | 0.283 | cs | 120 | 0.00403 | MV
NA2XS2Y 1x70 RM/25 12/20 kV | 190 | 0.443 | 0.132 | 0.22 | cs | 70 | 0.00403 | MV
NA2XS2Y 1x150 RM/25 6/10 kV | 360 | 0.206 | 0.11 | 0.315 | cs | 150 | 0.00403 | MV
NA2XS2Y 1x120 RM/25 6/10 kV | 340 | 0.253 | 0.113 | 0.28 | cs | 120 | 0.00403 | MV
NA2XS2Y 1x70 RM/25 6/10 kV | 280 | 0.443 | 0.123 | 0.217 | cs | 70 | 0.00403 | MV
N2XS(FL)2Y 1x120 RM/35 64/110 kV | 112 | 0.153 | 0.166 | 0.366 | cs | 120 | 0.00393 | HV
N2XS(FL)2Y 1x185 RM/35 64/110 kV | 125 | 0.099 | 0.156 | 0.457 | cs | 185 | 0.00393 | HV
N2XS(FL)2Y 1x240 RM/35 64/110 kV | 135 | 0.075 | 0.149 | 0.526 | cs | 240 | 0.00393 | HV
N2XS(FL)2Y 1x300 RM/35 64/110 kV | 144 | 0.06 | 0.144 | 0.588 | cs | 300 | 0.00393 | HV
15-AL1/3-ST1A 0.4 | 11 | 1.8769 | 0.35 | 0.105 | ol | 16 | 0.00403 | LV
24-AL1/4-ST1A 0.4 | 11.25 | 1.2012 | 0.335 | 0.14 | ol | 24 | 0.00403 | LV
48-AL1/8-ST1A 0.4 | 12.2 | 0.5939 | 0.3 | 0.21 | ol | 48 | 0.00403 | LV
94-AL1/15-ST1A 0.4 | 13.2 | 0.306 | 0.29 | 0.35 | ol | 94 | 0.00403 | LV
34-AL1/6-ST1A 10.0 | 9.7 | 0.8342 | 0.36 | 0.17 | ol | 34 | 0.00403 | MV
48-AL1/8-ST1A 10.0 | 10.1 | 0.5939 | 0.35 | 0.21 | ol | 48 | 0.00403 | MV
70-AL1/11-ST1A 10.0 | 10.4 | 0.4132 | 0.339 | 0.29 | ol | 70 | 0.00403 | MV
94-AL1/15-ST1A 10.0 | 10.75 | 0.306 | 0.33 | 0.35 | ol | 94 | 0.00403 | MV
122-AL1/20-ST1A 10.0 | 11.1 | 0.2376 | 0.323 | 0.41 | ol | 122 | 0.00403 | MV
149-AL1/24-ST1A 10.0 | 11.25 | 0.194 | 0.315 | 0.47 | ol | 149 | 0.00403 | MV
34-AL1/6-ST1A 20.0 | 9.15 | 0.8342 | 0.382 | 0.17 | ol | 34 | 0.00403 | MV
48-AL1/8-ST1A 20.0 | 9.5 | 0.5939 | 0.372 | 0.21 | ol | 48 | 0.00403 | MV
70-AL1/11-ST1A 20.0 | 9.7 | 0.4132 | 0.36 | 0.29 | ol | 70 | 0.00403 | MV
94-AL1/15-ST1A 20.0 | 10 | 0.306 | 0.35 | 0.35 | ol | 94 | 0.00403 | MV
122-AL1/20-ST1A 20.0 | 10.3 | 0.2376 | 0.344 | 0.41 | ol | 122 | 0.00403 | MV
149-AL1/24-ST1A 20.0 | 10.5 | 0.194 | 0.337 | 0.47 | ol | 149 | 0.00403 | MV
184-AL1/30-ST1A 20.0 | 10.75 | 0.1571 | 0.33 | 0.535 | ol | 184 | 0.00403 | MV
243-AL1/39-ST1A 20.0 | 11 | 0.1188 | 0.32 | 0.645 | ol | 243 | 0.00403 | MV
48-AL1/8-ST1A 110.0 | 8 | 0.5939 | 0.46 | 0.21 | ol | 48 | 0.00403 | HV
70-AL1/11-ST1A 110.0 | 8.4 | 0.4132 | 0.45 | 0.29 | ol | 70 | 0.00403 | HV
94-AL1/15-ST1A 110.0 | 8.65 | 0.306 | 0.44 | 0.35 | ol | 94 | 0.00403 | HV
122-AL1/20-ST1A 110.0 | 8.5 | 0.2376 | 0.43 | 0.41 | ol | 122 | 0.00403 | HV
149-AL1/24-ST1A 110.0 | 8.75 | 0.194 | 0.41 | 0.47 | ol | 149 | 0.00403 | HV
184-AL1/30-ST1A 110.0 | 8.8 | 0.1571 | 0.4 | 0.535 | ol | 184 | 0.00403 | HV
243-AL1/39-ST1A 110.0 | 9 | 0.1188 | 0.39 | 0.645 | ol | 243 | 0.00403 | HV
305-AL1/39-ST1A 110.0 | 9.2 | 0.0949 | 0.38 | 0.74 | ol | 305 | 0.00403 | HV
490-AL1/64-ST1A 110.0 | 9.75 | 0.059 | 0.37 | 0.96 | ol | 490 | 0.00403 | HV
679-AL1/86-ST1A 110.0 | 9.95 | 0.042 | 0.36 | 1.15 | ol | 679 | 0.00403 | HV
490-AL1/64-ST1A 220.0 | 10 | 0.059 | 0.285 | 0.96 | ol | 490 | 0.00403 | HV
679-AL1/86-ST1A 220.0 | 11.7 | 0.042 | 0.275 | 1.15 | ol | 679 | 0.00403 | HV
490-AL1/64-ST1A 380.0 | 11 | 0.059 | 0.253 | 0.96 | ol | 490 | 0.00403 | HV
679-AL1/86-ST1A 380.0 | 14.6 | 0.042 | 0.25 | 1.15 | ol | 679 | 0.00403 | HV

## trafo_std_types
| i0_percent | pfe_kw | vkr_percent | sn_mva | vn_lv_kv | vn_hv_kv | vk_percent | shift_degree | vector_group | tap_side | tap_neutral | tap_min | tap_max | tap_step_degree | tap_step_percent | tap_phase_shifter
160 MVA 380/110 kV | 0.06 | 60 | 0.25 | 160 | 110 | 380 | 12.2 | 0 | Yy0 | hv | 0 | -9 | 9 | 0 | 1.5 | FALSE
100 MVA 220/110 kV | 0.06 | 55 | 0.26 | 100 | 110 | 220 | 12 | 0 | Yy0 | hv | 0 | -9 | 9 | 0 | 1.5 | FALSE
63 MVA 110/20 kV | 0.04 | 22 | 0.32 | 63 | 20 | 110 | 18 | 150 | YNd5 | hv | 0 | -9 | 9 | 0 | 1.5 | FALSE
40 MVA 110/20 kV | 0.05 | 18 | 0.34 | 40 | 20 | 110 | 16.2 | 150 | YNd5 | hv | 0 | -9 | 9 | 0 | 1.5 | FALSE
25 MVA 110/20 kV | 0.07 | 14 | 0.41 | 25 | 20 | 110 | 12 | 150 | YNd5 | hv | 0 | -9 | 9 | 0 | 1.5 | FALSE
63 MVA 110/10 kV | 0.04 | 22 | 0.32 | 63 | 10 | 110 | 18 | 150 | YNd5 | hv | 0 | -9 | 9 | 0 | 1.5 | FALSE
40 MVA 110/10 kV | 0.05 | 18 | 0.34 | 40 | 10 | 110 | 16.2 | 150 | YNd5 | hv | 0 | -9 | 9 | 0 | 1.5 | FALSE
25 MVA 110/10 kV | 0.07 | 14 | 0.41 | 25 | 10 | 110 | 12 | 150 | YNd5 | hv | 0 | -9 | 9 | 0 | 1.5 | FALSE
0.25 MVA 20/0.4 kV | 0.32 | 0.8 | 1.44 | 0.25 | 0.4 | 20 | 6 | 150 | Yzn5 | hv | 0 | -2 | 2 | 0 | 2.5 | FALSE
0.4 MVA 20/0.4 kV | 0.3375 | 1.35 | 1.425 | 0.4 | 0.4 | 20 | 6 | 150 | Dyn5 | hv | 0 | -2 | 2 | 0 | 2.5 | FALSE
0.63 MVA 20/0.4 kV | 0.2619 | 1.65 | 1.206 | 0.63 | 0.4 | 20 | 6 | 150 | Dyn5 | hv | 0 | -2 | 2 | 0 | 2.5 | FALSE
0.25 MVA 10/0.4 kV | 0.24 | 0.6 | 1.2 | 0.25 | 0.4 | 10 | 4 | 150 | Dyn5 | hv | 0 | -2 | 2 | 0 | 2.5 | FALSE
0.4 MVA 10/0.4 kV | 0.2375 | 0.95 | 1.325 | 0.4 | 0.4 | 10 | 4 | 150 | Dyn5 | hv | 0 | -2 | 2 | 0 | 2.5 | FALSE
0.63 MVA 10/0.4 kV | 0.1873 | 1.18 | 1.0794 | 0.63 | 0.4 | 10 | 4 | 150 | Dyn5 | hv | 0 | -2 | 2 | 0 | 2.5 | FALSE

## trafo3w_std_types
| sn_hv_mva | sn_mv_mva | sn_lv_mva | vn_hv_kv | vn_mv_kv | vn_lv_kv | vk_hv_percent | vk_mv_percent | vk_lv_percent | vkr_hv_percent | vkr_mv_percent | vkr_lv_percent | pfe_kw | i0_percent | shift_mv_degree | shift_lv_degree | vector_group | tap_side | tap_neutral | tap_min | tap_max | tap_step_percent
63/25/38 MVA 110/20/10 kV | 63 | 25 | 38 | 110 | 20 | 10 | 10.4 | 10.4 | 10.4 | 0.28 | 0.32 | 0.35 | 35 | 0.89 | 0 | 0 | YN0yn0yn0 | hv | 0 | -10 | 10 | 1.2
63/25/38 MVA 110/10/10 kV | 63 | 25 | 38 | 110 | 10 | 10 | 10.4 | 10.4 | 10.4 | 0.28 | 0.32 | 0.35 | 35 | 0.89 | 0 | 0 | YN0yn0yn0 | hv | 0 | -10 | 10 | 1.2

## fuse_std_types
| fuse_type | i_rated_a | t_avg | t_min | t_total | x_avg | x_min | x_total
HV 100A | HV 100A | 100 | 0 | [10.0, 3.64, 0.854, 0.281, 0.1, 0.0531, 0.022, 0.01] | [10.0, 4.267, 1.21, 0.403, 0.1, 0.058, 0.022, 0.01] | 0 | [300.0, 350.0, 450.0, 550.0, 700.0, 850.0, 1200.0, 1752.0] | [600.0, 700.0, 900.0, 1150.0, 1665.0, 2000.0, 3000.0, 4313.0]
HV 10A | HV 10A | 10 | 0 | [10.0, 1675.0, 0.344, 0.156, 0.1, 0.0417, 0.0171, 0.01] | [10.0, 1.3, 0.3, 0.155, 0.1, 0.0555, 0.023, 0.01] | 0 | [30.0, 32.0, 35.0, 37.0, 39.0, 50.0, 70.0, 88.0] | [60.0, 70.0, 80.0, 87.0, 94.0, 110.0, 150.0, 216.0]
HV 125A | HV 125A | 125 | 0 | [10.0, 1.82, 0.344, 0.1, 0.0467, 0.0269, 0.01] | [10.0, 2.478, 0.426, 0.1, 0.0427, 0.0211, 0.01] | 0 | [375.0, 500.0, 700.0, 925.0, 1200.0, 1500.0, 2341.0] | [750.0, 1000.0, 1500.0, 2200.0, 3000.0, 4000.0, 5765.0]
HV 160A | HV 160A | 160 | 0 | [10.0, 4.15, 1.03, 0.198, 0.1, 0.051, 0.0172, 0.01] | [10.0, 2.3, 0.734, 0.274, 0.1, 0.046, 0.0177, 0.01] | 0 | [480.0, 550.0, 700.0, 1000.0, 1260.0, 1600.0, 2500.0, 3227.0] | [960.0, 1300.0, 1700.0, 2200.0, 2996.0, 4000.0, 6000.0, 7946.0]
HV 16A | HV 16A | 16 | 0 | [10.0, 0.352, 0.164, 0.1, 0.0649, 0.0342, 0.01] | [10.0, 2.34, 0.722, 0.181, 0.1, 0.055, 0.0296, 0.01] | 0 | [48.0, 60.0, 65.0, 71.0, 80.0, 100.0, 162.0] | [96.0, 110.0, 125.0, 150.0, 168.0, 200.0, 250.0, 398.0]
HV 200A | HV 200A | 200 | 0 | [10.0, 4.267, 1.21, 0.403, 0.1, 0.058, 0.022, 0.01] | [10.0, 3.73, 1.654, 0.328, 0.1, 0.0531, 0.019, 0.01] | 0 | [600.0, 700.0, 900.0, 1150.0, 1665.0, 2000.0, 3000.0, 4313.0] | [1200.0, 1500.0, 1800.0, 2700.0, 3960.0, 5000.0, 7500.0, 10620.0]
HV 20A | HV 20A | 20 | 0 | [10.0, 1.3, 0.3, 0.155, 0.1, 0.0555, 0.023, 0.01] | [10.0, 1.3, 0.161, 0.1, 0.0611, 0.0399, 0.0141, 0.01] | 0 | [60.0, 70.0, 80.0, 87.0, 94.0, 110.0, 150.0, 216.0] | [120.0, 150.0, 200.0, 223.0, 260.0, 300.0, 450.0, 532.0]
HV 25A | HV 25A | 25 | 0 | [10.0, 2.512, 0.833, 0.299, 0.1, 0.0372, 0.0223, 0.01] | [10.0, 3.125, 0.597, 0.198, 0.1, 0.0378, 0.022, 0.01] | 0 | [75.0, 82.0, 90.0, 100.0, 124.0, 170.0, 200.0, 289.0] | [150.0, 170.0, 210.0, 250.0, 294.0, 400.0, 500.0, 711.0]
HV 31.5A | HV 31.5A | 31.5 | 0 | [10.0, 2.34, 0.722, 0.181, 0.1, 0.055, 0.0296, 0.01] | [10.0, 2.84, 0.368, 0.164, 0.1, 0.0621, 0.0378, 0.0195, 0.01] | 0 | [95.0, 110.0, 125.0, 150.0, 165.0, 200.0, 250.0, 390.0] | [189.0, 220.0, 300.0, 350.0, 393.0, 450.0, 530.0, 700.0, 960.0]
HV 40A | HV 40A | 40 | 0 | [10.0, 1.3, 0.161, 0.1, 0.0611, 0.0399, 0.0141, 0.01] | [10.0, 2.05, 0.369, 0.198, 0.1, 0.051, 0.0298, 0.01] | 0 | [120.0, 150.0, 200.0, 223.0, 260.0, 300.0, 450.0, 532.0] | [240.0, 300.0, 400.0, 450.0, 530.0, 650.0, 800.0, 1311.0]
HV 50A | HV 50A | 50 | 0 | [10.0, 3.215, 0.597, 0.198, 0.1, 0.0378, 0.022, 0.01] | [10.0, 3.64, 0.854, 0.281, 0.1, 0.0531, 0.022, 0.01] | 0 | [150.0, 170.0, 210.0, 250.0, 294.0, 400.0, 500.0, 711.0] | [300.0, 350.0, 450.0, 550.0, 700.0, 850.0, 1200.0, 1752.0]
HV 6.3A | HV 6.3A | 6.3 | 0 | [10.0, 1.39, 0.344, 0.168, 0.1, 0.056, 0.0263, 0.01] | [10.0, 1.711, 0.516, 0.198, 0.1, 0.0634, 0.0303, 0.01] | 0 | [19.0, 19.5, 20.4, 20.8, 22.0, 25.0, 32.0, 48.0] | [38.0, 40.0, 43.0, 48.0, 53.0, 60.0, 75.0, 118.0]
HV 63A | HV 63A | 63 | 0 | [10.0, 2.84, 0.368, 0.164, 0.1, 0.0621, 0.0378, 0.0195, 0.01] | [10.0, 1.82, 0.344, 0.1, 0.0467, 0.0269, 0.01] | 0 | [189.0, 220.0, 300.0, 350.0, 393.0, 450.0, 530.0, 700.0, 961.0] | [378.0, 500.0, 700.0, 934.0, 1200.0, 1500.0, 2366.0]
HV 80A | HV 80A | 80 | 0 | [10.0, 2.05, 0.369, 0.198, 0.1, 0.051, 0.0298, 0.01] | [10.0, 4.15, 1.03, 0.198, 0.1, 0.051, 0.0172, 0.01] | 0 | [240.0, 300.0, 400.0, 450.0, 530.0, 650.0, 800.0, 1311.0] | [480.0, 550.0, 700.0, 1000.0, 1260.0, 1600.0, 2500.0, 3227.0]
Siemens NH-1-100 | Siemens NH-1-100 | 100 | [5400.0, 2000.0, 400.0, 20.0, 1.0, 0.2, 0.012, 0.004] | 0 | 0 | [150.0, 190.0, 250.0, 430.0, 900.0, 1250.0, 2700.0, 3600.0] | 0 | 0
Siemens NH-1-125 | Siemens NH-1-125 | 125 | [4800.0, 120.0, 7.0, 0.1, 0.004] | 0 | 0 | [180.0, 400.0, 740.0, 2000.0, 4250.0] | 0 | 0
Siemens NH-1-16 | Siemens NH-1-16 | 16 | [4000.0, 400.0, 2.0, 0.1, 0.04, 0.01] | 0 | 0 | [26.0, 35.0, 75.0, 150.0, 200.0, 300.0] | 0 | 0
Siemens NH-1-160 | Siemens NH-1-160 | 160 | [4800.0, 120.0, 7.0, 0.1, 0.004] | 0 | 0 | [210.0, 500.0, 900.0, 2300.0, 5000.0] | 0 | 0
Siemens NH-1-25 | Siemens NH-1-25 | 25 | [4000.0, 1000.0, 10.0, 0.2, 0.02, 0.01] | 0 | 0 | [40.0, 50.0, 100.0, 210.0, 400.0, 500.0] | 0 | 0
Siemens NH-1-50 | Siemens NH-1-50 | 50 | [4000.0, 40.0, 4.0, 1.0, 0.02, 0.01] | 0 | 0 | [86.0, 200.0, 300.0, 400.0, 1000.0, 1280.0] | 0 | 0
Siemens NH-1-63 | Siemens NH-1-63 | 63 | [4000.0, 100.0, 10.0, 2.0, 0.04, 0.01] | 0 | 0 | [100.0, 200.0, 300.0, 400.0, 1000.0, 1500.0] | 0 | 0
Siemens NH-1-80 | Siemens NH-1-80 | 80 | [4800.0, 120.0, 7.0, 0.1, 0.01] | 0 | 0 | [150.58, 250.0, 450.0, 1150.0, 2470.0] | 0 | 0
Siemens NH-2-1000 | Siemens NH-2-1000 | 1000 | [4800.0, 120.0, 7.0, 0.1, 0.004] | 0 | 0 | [1900.0, 3500.0, 8400.0, 24000.0, 52000.0] | 0 | 0
Siemens NH-2-200 | Siemens NH-2-200 | 200 | [4800.0, 120.0, 7.0, 0.1, 0.004] | 0 | 0 | [280.0, 650.0, 1200.0, 3000.0, 7000.0] | 0 | 0
Siemens NH-2-224 | Siemens NH-2-224 | 224 | [4800.0, 120.0, 7.0, 0.2, 0.04, 0.004] | 0 | 0 | [400.0, 750.0, 1453.0, 3025.0, 4315.0, 7600.0] | 0 | 0
Siemens NH-2-250 | Siemens NH-2-250 | 250 | [4800.0, 120.0, 7.0, 0.1, 0.004] | 0 | 0 | [450.0, 800.0, 1650.0, 4000.0, 8500.0] | 0 | 0
Siemens NH-2-315 | Siemens NH-2-315 | 315 | [4800.0, 120.0, 7.0, 0.1, 0.004] | 0 | 0 | [550.0, 920.0, 1900.0, 5000.0, 11000.0] | 0 | 0
Siemens NH-2-355 | Siemens NH-2-355 | 355 | [4800.0, 120.0, 6.0, 0.1, 0.004] | 0 | 0 | [650.0, 1116.27, 2350.0, 5840.0, 12790.0] | 0 | 0
Siemens NH-2-400 | Siemens NH-2-400 | 400 | [4800.0, 120.0, 7.0, 0.1, 0.004] | 0 | 0 | [720.0, 1350.0, 2800.0, 6500.0, 15000.0] | 0 | 0
Siemens NH-2-425 | Siemens NH-2-425 | 425 | [4800.0, 120.0, 7.0, 0.1, 0.004] | 0 | 0 | [850.0, 1500.0, 3050.0, 7500.0, 16500.0] | 0 | 0
Siemens NH-2-630 | Siemens NH-2-630 | 630 | [4800.0, 120.0, 7.0, 0.1, 0.004] | 0 | 0 | [1200.0, 2000.0, 4800.0, 12000.0, 26000.0] | 0 | 0

## res_bus
| vm_pu | va_degree | p_mw | q_mvar
0 | 0.98944 | -0.24042 | 0.23934 | 0.11592
1 | 0.98941 | -0.2401 | 0.51188 | 0.24792
2 | 0.98951 | -0.24107 | 0 | 0
3 | 0.98942 | -0.24054 | 0.15638 | 0.075741
4 | 0.9896 | -0.2419 | 0 | 0
5 | 0.9939 | -0.12793 | 0 | 0
6 | 0.99414 | -0.12681 | 0 | 0
7 | 0.99376 | -0.13039 | 0 | 0
8 | 0.99207 | -0.23179 | 0.19441 | 0.094155
9 | 0.99385 | -0.12751 | 0.29854 | 0.14459
10 | 0.98985 | -0.24421 | 0 | 0
11 | 0.98949 | -0.24093 | 0.081396 | 0.039422
12 | 0.98981 | -0.24386 | 0.34908 | 0.16907
13 | 0.99038 | -0.24905 | 0 | 0
14 | 0.98942 | -0.24023 | 0.47731 | 0.23117
15 | 0.99374 | 0.013245 | 0.14286 | 0.069193
16 | 0.99374 | 0.013241 | 0 | 0
17 | 0.99387 | 0.012367 | 0 | 0
18 | 0.99382 | 0.012833 | 0 | 0
19 | 0.99381 | 0.012889 | 0.15869 | 0.076858
20 | 0.99388 | 0.012342 | 0.21604 | 0.10463
21 | 0.9939 | 0.012153 | 0 | 0
22 | 0.99413 | 0.010657 | 0 | 0
23 | 0.99511 | 0.0048126 | 0 | 0
24 | 0.99505 | 0.0053008 | 0.29644 | 0.14357
25 | 0.99528 | 0.0036993 | 0 | 0
26 | 0.99412 | 0.010557 | 0.16492 | 0.079875
27 | 0.99505 | 0.0053392 | 0.082823 | 0.040113
28 | 0.99538 | 0.0030703 | 0.1486 | 0.071972
29 | 0.99136 | -0.034149 | 0.41541 | 0.20119
30 | 0.99121 | -0.035346 | 0 | 0
31 | 0.99282 | -0.023315 | 0.20697 | 0.10024
32 | 0.99057 | -0.030044 | 0 | 0
33 | 0.99283 | -0.023378 | 0 | 0
34 | 0.99046 | -0.029023 | 0 | 0
35 | 0.99056 | -0.029914 | 0.38806 | 0.18795
36 | 0.99319 | -0.026411 | 0 | 0
37 | 0.99034 | -0.029779 | 0.29893 | 0.14478
38 | 0.99074 | -0.25225 | 0.31032 | 0.1503
39 | 0.99077 | -0.25256 | 0 | 0
40 | 0.99072 | -0.25212 | 0 | 0
41 | 0.99073 | -0.25222 | 0 | 0
42 | 0.99119 | -0.25624 | 0 | 0
43 | 0.99076 | -0.25246 | 0 | 0
44 | 0.9907 | -0.25194 | 0.20012 | 0.096923
45 | 0.99036 | -0.24879 | 0.26625 | 0.12895
46 | 0.9907 | -0.25202 | 0.099957 | 0.048411
47 | 0.99072 | -0.25217 | 0.079468 | 0.038488
48 | 0.99114 | -0.2558 | 0 | 0
49 | 0.99144 | -0.25845 | 0.12876 | 0.062364
50 | 0.99076 | -0.25245 | 0.086541 | 0.041914
51 | 0.99036 | -0.24878 | 0.096107 | 0.046547
52 | 0.99486 | -0.081922 | 0 | 0
53 | 0.99498 | -0.082863 | 0 | 0
54 | 0.99485 | -0.081826 | 0.22947 | 0.11114
55 | 0.99111 | -0.25551 | 0.16682 | 0.080795
56 | 0.99113 | -0.25566 | 0.073073 | 0.035391
57 | 0.99151 | -0.25775 | 0 | 0
58 | 0.98981 | -0.24381 | 0.25423 | 0.12313
59 | 0.99112 | -0.25553 | 0.27264 | 0.13205
60 | 0.99109 | -0.25534 | 0.17412 | 0.08433
61 | 0.99587 | -0.046547 | 0.41033 | 0.19873
62 | 0.99586 | -0.046469 | 0.30453 | 0.14749
63 | 0.9959 | -0.046857 | 0 | 0
64 | 0.99594 | -0.047203 | 0 | 0
65 | 0.99611 | -0.048869 | 0 | 0
66 | 0.99591 | -0.046971 | 0.58755 | 0.28456
67 | 0.99795 | -0.012411 | 0 | 0
68 | 0.99816 | -0.014186 | 0 | 0
69 | 0.99792 | -0.012143 | 0.36286 | 0.17574
70 | 0.99799 | -0.013147 | 0.19982 | 0.096777
71 | 0.99913 | -0.0051023 | 0.18495 | 0.089574
72 | 0.99629 | -0.050517 | 0.34145 | 0.16537
73 | 0.99774 | -0.01175 | 0 | 0
74 | 0.99918 | -0.0048497 | 0 | 0
75 | 0.99859 | -0.037549 | 0 | 0
76 | 0.99991 | -0.00055421 | 0 | 0
77 | 1 | 0 | -18.2718 | -7.9355
78 | 0.98239 | -0.089644 | 0.23968 | 0.11608
79 | 0.98248 | -0.090517 | 0 | 0
80 | 0.98227 | -0.090418 | 0 | 0
81 | 0.98254 | -0.091029 | 0 | 0
82 | 0.98243 | -0.090055 | 0 | 0
83 | 0.98224 | -0.090116 | 0.25601 | 0.12399
84 | 0.98207 | -0.091213 | 0 | 0
85 | 0.98266 | -0.092084 | 0.34215 | 0.16571
86 | 0.98241 | -0.089848 | 0.36808 | 0.17827
87 | 0.98206 | -0.091127 | 0.27625 | 0.1338
88 | 0.98273 | -0.092771 | 0 | 0
89 | 0.99064 | -0.085904 | 0.052814 | 0.025579
90 | 0.99514 | -0.0528 | 0.10243 | 0.049607
91 | 0.98598 | -0.12046 | 0 | 0
92 | 0.99552 | -0.055991 | 0 | 0
93 | 0.98598 | -0.12041 | 0.12852 | 0.062243
94 | 0.98525 | -0.11427 | 0 | 0
95 | 0.9958 | -0.058319 | 0.30091 | 0.14574
96 | 0.99581 | -0.05843 | 0 | 0
97 | 0.99685 | -0.050918 | 0.32427 | 0.15705
98 | 0.99753 | -0.046031 | 0 | 0
99 | 0.99777 | -0.046914 | 0 | 0
100 | 0.99777 | -0.046873 | 0.15179 | 0.073514
101 | 0.99781 | -0.047231 | 0 | 0
102 | 0.99357 | -0.029533 | 0.098597 | 0.047753
103 | 0.99416 | -0.034349 | 0 | 0
104 | 0.9953 | -0.043036 | 0 | 0
105 | 0.99617 | -0.049608 | 0 | 0
106 | 0.99524 | -0.043366 | 0.21668 | 0.10494
107 | 0.99617 | -0.04956 | 0.084488 | 0.040919
108 | 0.99456 | -0.10338 | 0.18181 | 0.088057
109 | 0.99456 | -0.10345 | 0 | 0
110 | 0.99495 | -0.10154 | 0 | 0
111 | 0.99416 | -0.1267 | 0.3447 | 0.16695
112 | 0.99477 | -0.10041 | 0 | 0
113 | 0.99523 | -0.08494 | 0.39015 | 0.18896
114 | 0.99474 | -0.10009 | 0.1924 | 0.093185
115 | 0.99525 | -0.084854 | 0 | 0
116 | 0.98227 | -0.088867 | 0.30393 | 0.1472
117 | 0.98228 | -0.088945 | 0 | 0
118 | 0.98228 | -0.08896 | 0 | 0
119 | 0.98227 | -0.088884 | 0.080208 | 0.038847
120 | 0.98522 | -0.11446 | 0.37159 | 0.17997
121 | 0.98267 | -0.092256 | 0 | 0
122 | 0.98227 | -0.088826 | 0 | 0
123 | 0.98223 | -0.088464 | 0 | 0
124 | 0.98222 | -0.088389 | 0.2069 | 0.10021
125 | 0.98266 | -0.092299 | 0.18138 | 0.087845
126 | 0.99687 | -0.046229 | 0 | 0
127 | 0.99775 | -0.047945 | 0 | 0
128 | 0.99781 | -0.047278 | 0.31052 | 0.15039
129 | 0.99774 | -0.04785 | 0 | 0
130 | 0.99754 | -0.046095 | 0 | 0
131 | 0.99809 | -0.04023 | 0 | 0
132 | 0.99774 | -0.047822 | 0.073775 | 0.035731
133 | 0.9975 | -0.045666 | 0 | 0
134 | 0.99749 | -0.045725 | 0.26282 | 0.12729
135 | 0.99748 | -0.045507 | 0 | 0
136 | 0.99834 | -0.039054 | 0 | 0
137 | 0.99747 | -0.04546 | 0.39866 | 0.19308
138 | 0.99704 | -0.047647 | 0 | 0
139 | 0.99713 | -0.048335 | 0.11682 | 0.056579
140 | 0.99839 | -0.038792 | 0.36386 | 0.17623
141 | 0.99844 | -0.038444 | 0 | 0
142 | 0.99787 | -0.068611 | 0 | 0
143 | 0.99738 | -0.071999 | 0 | 0
144 | 0.99572 | 0.00088201 | 0 | 0
145 | 0.9957 | 0.0010126 | 0.15587 | 0.075492
146 | 0.99375 | -0.12684 | 0.13016 | 0.063038
147 | 0.99379 | -0.12718 | 0 | 0
148 | 0.99384 | -0.12749 | 0 | 0
149 | 0.9937 | -0.13011 | 0.076455 | 0.037029
150 | 0.99163 | -0.25723 | 0 | 0
151 | 0.99154 | -0.25763 | 0 | 0
152 | 0.99153 | -0.25757 | 0.089699 | 0.043443
153 | 0.99159 | -0.25738 | 0 | 0
154 | 0.99162 | -0.25728 | 0.12323 | 0.059683
155 | 0.99159 | -0.25738 | 0.076221 | 0.036915
156 | 0.98981 | -0.24377 | 0.080592 | 0.039033
157 | 0.9958 | -0.081789 | 0 | 0
158 | 0.99638 | -0.078371 | 0 | 0
159 | 0.99638 | -0.078335 | 0.21119 | 0.10229
160 | 0.99579 | -0.081656 | 0.24902 | 0.1206
161 | 0.99496 | -0.082699 | 0.18849 | 0.091288
162 | 0.99717 | -0.070365 | 0 | 0
163 | 0.99737 | -0.071974 | 0.072551 | 0.035138
164 | 0.99714 | -0.070077 | 0.2968 | 0.14375
165 | 0.99997 | 149.9981 | 0 | 0

## res_line
| p_from_mw | q_from_mvar | p_to_mw | q_to_mvar | pl_mw | ql_mvar | i_from_ka | i_to_ka | i_ka | vm_from_pu | va_from_degree | vm_to_pu | va_to_degree | loading_percent
0 | 0.5119 | 0.24672 | -0.51188 | -0.24792 | 1.8828e-05 | -0.0011926 | 0.016579 | 0.016594 | 0.016594 | 0.98944 | -0.24042 | 0.98941 | -0.2401 | 7.5429
1 | -0.90763 | -0.43831 | 0.9077 | 0.43695 | 6.7948e-05 | -0.0013565 | 0.029407 | 0.029389 | 0.029407 | 0.98944 | -0.24042 | 0.98951 | -0.24107 | 13.3667
2 | 0.15639 | 0.07567 | -0.15638 | -0.075741 | 2.8539e-06 | -7.1061e-05 | 0.0050688 | 0.0050697 | 0.0050697 | 0.98944 | -0.24042 | 0.98942 | -0.24054 | 2.4141
3 | -0.9077 | -0.43695 | 0.90778 | 0.4352 | 8.7934e-05 | -0.0017582 | 0.029389 | 0.029367 | 0.029389 | 0.98951 | -0.24107 | 0.9896 | -0.2419 | 13.3588
4 | -1.4666 | -0.69952 | 1.467 | 0.69647 | 0.00040592 | -0.0030475 | 0.047399 | 0.047359 | 0.047399 | 0.9896 | -0.2419 | 0.98985 | -0.24421 | 21.5451
5 | 0.55881 | 0.26432 | -0.55874 | -0.26777 | 6.4545e-05 | -0.0034487 | 0.018033 | 0.018076 | 0.018076 | 0.9896 | -0.2419 | 0.98949 | -0.24093 | 8.2164
6 | -5.1052 | -2.3674 | 5.1064 | 2.3327 | 0.0011713 | -0.034671 | 0.16345 | 0.16302 | 0.16345 | 0.9939 | -0.12793 | 0.99414 | -0.12681 | 12.8093
7 | 0.07647 | 0.021021 | -0.07646 | -0.022299 | 1.0344e-05 | -0.0012782 | 0.0023034 | 0.0023136 | 0.0023136 | 0.9939 | -0.12793 | 0.99376 | -0.13039 | 1.1017
8 | 4.6 | 2.1552 | -4.5955 | -2.1461 | 0.0045733 | 0.0090905 | 0.14754 | 0.14758 | 0.14758 | 0.9939 | -0.12793 | 0.99207 | -0.23179 | 11.4405
9 | 0.42874 | 0.19118 | -0.42872 | -0.19348 | 2.433e-05 | -0.0023002 | 0.013635 | 0.013662 | 0.013662 | 0.9939 | -0.12793 | 0.99385 | -0.12751 | 6.21
10 | -5.1064 | -2.3327 | 5.1065 | 2.3294 | 0.00011102 | -0.0032967 | 0.16302 | 0.16298 | 0.16302 | 0.99414 | -0.12681 | 0.99416 | -0.1267 | 12.7757
11 | 0.07646 | 0.022299 | -0.076455 | -0.037029 | 4.7343e-06 | -0.01473 | 0.0023136 | 0.0024679 | 0.0024679 | 0.99376 | -0.13039 | 0.9937 | -0.13011 | 1.1218
12 | 4.401 | 2.052 | -4.4 | -2.0499 | 0.0010698 | 0.0020604 | 0.1413 | 0.14131 | 0.14131 | 0.99207 | -0.23179 | 0.99163 | -0.25723 | 10.9541
13 | 0.13017 | 0.048891 | -0.13017 | -0.049739 | 7.8462e-07 | -0.00084763 | 0.0040389 | 0.0040476 | 0.0040476 | 0.99385 | -0.12751 | 0.99384 | -0.12749 | 1.8398
14 | 0.68393 | 0.32908 | -0.68391 | -0.33007 | 2.7795e-05 | -0.00098528 | 0.022135 | 0.022147 | 0.022147 | 0.98985 | -0.24421 | 0.98981 | -0.24386 | 10.0669
15 | -2.1509 | -1.0255 | 2.1522 | 1.0214 | 0.0012439 | -0.0041507 | 0.069494 | 0.069437 | 0.069494 | 0.98985 | -0.24421 | 0.99038 | -0.24905 | 31.5881
16 | 0.47735 | 0.22835 | -0.47731 | -0.23117 | 3.8674e-05 | -0.0028234 | 0.015438 | 0.015473 | 0.015473 | 0.98949 | -0.24093 | 0.98942 | -0.24023 | 7.0334
17 | 0.33483 | 0.161 | -0.33482 | -0.16133 | 2.2494e-06 | -0.00033491 | 0.010835 | 0.01084 | 0.01084 | 0.98981 | -0.24386 | 0.98981 | -0.24381 | 4.9271
18 | 0.36237 | 0.1738 | -0.36236 | -0.17519 | 1.088e-05 | -0.0013856 | 0.011714 | 0.011732 | 0.011732 | 0.99038 | -0.24905 | 0.99036 | -0.24879 | 5.3326
19 | -2.5145 | -1.1952 | 2.5156 | 1.1927 | 0.0010588 | -0.0025086 | 0.081151 | 0.081116 | 0.081151 | 0.99038 | -0.24905 | 0.99077 | -0.25256 | 36.887
20 | -0.14286 | -0.069193 | 0.14286 | 0.069137 | 6.7429e-08 | -5.6001e-05 | 0.0046113 | 0.0046106 | 0.0046113 | 0.99374 | 0.013245 | 0.99374 | 0.013241 | 2.096
21 | -0.14286 | -0.069137 | 0.14289 | 0.051163 | 2.0639e-05 | -0.017974 | 0.0046106 | 0.0044082 | 0.0046106 | 0.99374 | 0.013241 | 0.99387 | 0.012367 | 2.0957
22 | -0.30159 | -0.12072 | 0.30159 | 0.12043 | 1.4603e-06 | -0.00028944 | 0.0094354 | 0.0094323 | 0.0094354 | 0.99387 | 0.012367 | 0.99388 | 0.012342 | 4.2888
23 | 0.1587 | 0.069554 | -0.15869 | -0.076164 | 9.63e-06 | -0.0066095 | 0.0050329 | 0.005113 | 0.005113 | 0.99387 | 0.012367 | 0.99382 | 0.012833 | 2.3241
24 | 0.15869 | 0.076164 | -0.15869 | -0.076858 | 1.0292e-06 | -0.00069391 | 0.005113 | 0.0051217 | 0.0051217 | 0.99382 | 0.012833 | 0.99381 | 0.012889 | 2.3281
25 | -0.51763 | -0.22506 | 0.51765 | 0.2241 | 1.4754e-05 | -0.00096611 | 0.016394 | 0.016383 | 0.016394 | 0.99388 | 0.012342 | 0.9939 | 0.012153 | 7.452
26 | -0.51765 | -0.2241 | 0.51777 | 0.21589 | 0.00012442 | -0.0082019 | 0.016383 | 0.01629 | 0.016383 | 0.9939 | 0.012153 | 0.99413 | 0.010657 | 7.4469
27 | 0.16492 | 0.079819 | -0.16492 | -0.079875 | 2.4859e-06 | -5.6588e-05 | 0.0053204 | 0.0053212 | 0.0053212 | 0.99413 | 0.010657 | 0.99412 | 0.010557 | 2.5339
28 | -0.68269 | -0.29571 | 0.68339 | 0.26907 | 0.00069832 | -0.026641 | 0.021604 | 0.021306 | 0.021604 | 0.99413 | 0.010657 | 0.99511 | 0.0048126 | 9.8199
29 | 0.37929 | 0.18016 | -0.37927 | -0.18275 | 2.1847e-05 | -0.002594 | 0.012181 | 0.012214 | 0.012214 | 0.99511 | 0.0048126 | 0.99505 | 0.0053008 | 5.5517
30 | -1.0627 | -0.44923 | 1.0629 | 0.4462 | 0.00019508 | -0.0030302 | 0.033469 | 0.033434 | 0.033469 | 0.99511 | 0.0048126 | 0.99528 | 0.0036993 | 15.2133
31 | 0.082824 | 0.039178 | -0.082823 | -0.040113 | 3.747e-07 | -0.0009349 | 0.0026581 | 0.0026698 | 0.0026698 | 0.99505 | 0.0053008 | 0.99505 | 0.0053392 | 1.2135
32 | -1.0629 | -0.4462 | 1.063 | 0.44445 | 0.00011213 | -0.0017451 | 0.033434 | 0.033414 | 0.033434 | 0.99528 | 0.0036993 | 0.99538 | 0.0030703 | 15.1974
33 | -1.2116 | -0.51643 | 1.212 | 0.51165 | 0.00040254 | -0.0047782 | 0.038197 | 0.038141 | 0.038197 | 0.99538 | 0.0030703 | 0.9957 | 0.0010126 | 17.3621
34 | 0.68764 | 0.3079 | -0.68754 | -0.30797 | 9.6659e-05 | -7.1667e-05 | 0.021939 | 0.021941 | 0.021941 | 0.99136 | -0.034149 | 0.99121 | -0.035346 | 10.4479
35 | -1.103 | -0.50909 | 1.1046 | 0.50924 | 0.0015333 | 0.00015217 | 0.035376 | 0.035366 | 0.035376 | 0.99136 | -0.034149 | 0.99282 | -0.023315 | 16.8456
36 | 0.68754 | 0.30797 | -0.68707 | -0.32484 | 0.00047077 | -0.016874 | 0.021941 | 0.022148 | 0.022148 | 0.99121 | -0.035346 | 0.99057 | -0.030044 | 10.0672
37 | -1.3116 | -0.60948 | 1.3116 | 0.60938 | 1.0439e-05 | -0.00010097 | 0.042051 | 0.04205 | 0.042051 | 0.99282 | -0.023315 | 0.99283 | -0.023378 | 19.1143
38 | 0.299 | 0.13754 | -0.29896 | -0.14456 | 3.7188e-05 | -0.0070189 | 0.0095913 | 0.0096787 | 0.0096787 | 0.99057 | -0.030044 | 0.99046 | -0.029023 | 4.3994
39 | 0.38807 | 0.1873 | -0.38806 | -0.18795 | 5.7975e-06 | -0.00064303 | 0.012558 | 0.012566 | 0.012566 | 0.99057 | -0.030044 | 0.99056 | -0.029914 | 5.7117
40 | -1.3116 | -0.60938 | 1.3121 | 0.60446 | 0.00050779 | -0.0049214 | 0.04205 | 0.041988 | 0.04205 | 0.99283 | -0.023378 | 0.99319 | -0.026411 | 19.1137
41 | 0.29896 | 0.14456 | -0.29893 | -0.14478 | 3.4185e-05 | -0.00021835 | 0.0096787 | 0.0096817 | 0.0096817 | 0.99046 | -0.029023 | 0.99034 | -0.029779 | 4.6103
42 | -1.3121 | -0.60446 | 1.3126 | 0.59926 | 0.00053437 | -0.005199 | 0.041988 | 0.041923 | 0.041988 | 0.99319 | -0.026411 | 0.99357 | -0.029533 | 19.0856
43 | -0.31032 | -0.1503 | 0.31033 | 0.1484 | 1.0892e-05 | -0.0018957 | 0.010047 | 0.010023 | 0.010047 | 0.99074 | -0.25225 | 0.99077 | -0.25256 | 4.5666
44 | 0.20014 | 0.090425 | -0.20013 | -0.09516 | 1.1151e-05 | -0.0047352 | 0.0063988 | 0.0064569 | 0.0064569 | 0.99077 | -0.25256 | 0.99072 | -0.25212 | 2.935
45 | 0.17944 | 0.076658 | -0.17943 | -0.081352 | 8.7301e-06 | -0.004694 | 0.0056853 | 0.0057404 | 0.0057404 | 0.99077 | -0.25256 | 0.99073 | -0.25222 | 2.6093
46 | -3.292 | -1.5476 | 3.2935 | 1.5457 | 0.001494 | -0.0018933 | 0.10599 | 0.10596 | 0.10599 | 0.99077 | -0.25256 | 0.99119 | -0.25624 | 48.1763
47 | 0.086542 | 0.03938 | -0.086541 | -0.041631 | 9.9388e-07 | -0.0022509 | 0.0027703 | 0.0027981 | 0.0027981 | 0.99077 | -0.25256 | 0.99076 | -0.25246 | 1.2719
48 | 0.20013 | 0.09516 | -0.20012 | -0.096923 | 4.2048e-06 | -0.0017631 | 0.0064569 | 0.0064791 | 0.0064791 | 0.99072 | -0.25212 | 0.9907 | -0.25194 | 2.9451
49 | 0.099959 | 0.044134 | -0.099957 | -0.048411 | 2.5101e-06 | -0.0042768 | 0.0031838 | 0.0032362 | 0.0032362 | 0.99073 | -0.25222 | 0.9907 | -0.25202 | 1.471
50 | 0.079469 | 0.037218 | -0.079468 | -0.038488 | 4.7608e-07 | -0.0012703 | 0.0025569 | 0.0025728 | 0.0025728 | 0.99073 | -0.25222 | 0.99072 | -0.25217 | 1.1695
51 | 0.68672 | 0.3259 | -0.68668 | -0.3272 | 3.6603e-05 | -0.0013004 | 0.022138 | 0.022154 | 0.022154 | 0.99119 | -0.25624 | 0.99114 | -0.2558 | 10.0701
52 | -3.9803 | -1.8716 | 3.9813 | 1.8707 | 0.0010782 | -0.00083514 | 0.1281 | 0.12808 | 0.1281 | 0.99119 | -0.25624 | 0.99144 | -0.25845 | 58.2258
53 | 0.086541 | 0.041631 | -0.086541 | -0.041914 | 1.2637e-07 | -0.00028296 | 0.0027981 | 0.0028017 | 0.0028017 | 0.99076 | -0.25246 | 0.99076 | -0.25245 | 1.2735
54 | 0.096107 | 0.046236 | -0.096107 | -0.046547 | 1.7165e-07 | -0.00031113 | 0.0031087 | 0.0031127 | 0.0031127 | 0.99036 | -0.24879 | 0.99036 | -0.24878 | 1.4148
55 | 0.34096 | 0.16148 | -0.34094 | -0.16316 | 1.1612e-05 | -0.0016831 | 0.010988 | 0.011009 | 0.011009 | 0.99114 | -0.2558 | 0.99111 | -0.25551 | 5.0041
56 | 0.34572 | 0.16573 | -0.34572 | -0.16649 | 5.3819e-06 | -0.00075608 | 0.011166 | 0.011176 | 0.011176 | 0.99114 | -0.2558 | 0.99113 | -0.25566 | 5.08
57 | -4.1101 | -1.9331 | 4.1103 | 1.9323 | 0.0002363 | -0.00077172 | 0.13225 | 0.13224 | 0.13225 | 0.99144 | -0.25845 | 0.99151 | -0.25775 | 36.5326
58 | -0.22947 | -0.11032 | 0.2295 | 0.10116 | 2.7831e-05 | -0.0091589 | 0.0073879 | 0.0072766 | 0.0073879 | 0.99486 | -0.081922 | 0.99498 | -0.082863 | 3.3581
59 | 0.22947 | 0.11032 | -0.22947 | -0.11114 | 2.5385e-06 | -0.00082137 | 0.0073879 | 0.0073983 | 0.0073983 | 0.99486 | -0.081922 | 0.99485 | -0.081826 | 3.3628
60 | 0.18849 | 0.089554 | -0.18849 | -0.091288 | 3.6057e-06 | -0.0017342 | 0.0060545 | 0.0060763 | 0.0060763 | 0.99498 | -0.082863 | 0.99496 | -0.082699 | 2.762
61 | -0.41799 | -0.19071 | 0.41811 | 0.17869 | 0.00011961 | -0.012016 | 0.01333 | 0.013189 | 0.01333 | 0.99498 | -0.082863 | 0.99525 | -0.084854 | 6.059
62 | 0.17412 | 0.082363 | -0.17412 | -0.08433 | 3.5409e-06 | -0.0019666 | 0.0056103 | 0.0056351 | 0.0056351 | 0.99111 | -0.25551 | 0.99109 | -0.25534 | 2.5614
63 | 0.27264 | 0.13109 | -0.27264 | -0.13205 | 4.2139e-06 | -0.000951 | 0.0088113 | 0.0088233 | 0.0088233 | 0.99113 | -0.25566 | 0.99112 | -0.25553 | 4.0106
64 | -4.1103 | -1.9323 | 4.1105 | 1.9269 | 0.00012023 | -0.0054332 | 0.13224 | 0.13217 | 0.13224 | 0.99151 | -0.25775 | 0.99154 | -0.25763 | 10.3633
65 | 0.080593 | 0.038204 | -0.080592 | -0.039033 | 3.2147e-07 | -0.00082908 | 0.0026012 | 0.0026116 | 0.0026116 | 0.98981 | -0.24381 | 0.98981 | -0.24377 | 1.1871
66 | 0.30453 | 0.14699 | -0.30453 | -0.14749 | 2.7352e-06 | -0.00050378 | 0.0098021 | 0.0098085 | 0.0098085 | 0.99587 | -0.046547 | 0.99586 | -0.046469 | 4.4584
67 | -0.71487 | -0.34572 | 0.71489 | 0.34487 | 2.5588e-05 | -0.00084946 | 0.023018 | 0.023007 | 0.023018 | 0.99587 | -0.046547 | 0.9959 | -0.046857 | 10.4628
68 | -0.71489 | -0.34487 | 0.71492 | 0.34392 | 2.8738e-05 | -0.00095503 | 0.023007 | 0.022995 | 0.023007 | 0.9959 | -0.046857 | 0.99594 | -0.047203 | 10.4579
69 | -1.3025 | -0.6277 | 1.3027 | 0.62522 | 0.00025292 | -0.0024821 | 0.041908 | 0.041876 | 0.041908 | 0.99594 | -0.047203 | 0.99611 | -0.048869 | 19.0492
70 | 0.58756 | 0.28379 | -0.58755 | -0.28456 | 1.5711e-05 | -0.00077409 | 0.018913 | 0.018923 | 0.018923 | 0.99594 | -0.047203 | 0.99591 | -0.046971 | 8.6013
71 | -1.3027 | -0.62522 | 1.303 | 0.62273 | 0.0002528 | -0.0024857 | 0.041876 | 0.041844 | 0.041876 | 0.99611 | -0.048869 | 0.99629 | -0.050517 | 19.0346
72 | -0.36287 | -0.17427 | 0.36295 | 0.16352 | 8.1073e-05 | -0.010751 | 0.011644 | 0.011513 | 0.011644 | 0.99795 | -0.012411 | 0.99816 | -0.014186 | 5.2929
73 | 0.36287 | 0.17427 | -0.36286 | -0.17574 | 1.1256e-05 | -0.0014729 | 0.011644 | 0.011663 | 0.011663 | 0.99795 | -0.012411 | 0.99792 | -0.012143 | 5.3013
74 | 1.5713 | 0.65128 | -1.571 | -0.65327 | 0.00028195 | -0.0019913 | 0.049191 | 0.049214 | 0.049214 | 0.99816 | -0.014186 | 0.99799 | -0.013147 | 22.3699
75 | -1.9342 | -0.81479 | 1.936 | 0.81558 | 0.0017613 | 0.00078377 | 0.060699 | 0.060696 | 0.060699 | 0.99816 | -0.014186 | 0.99913 | -0.0051023 | 28.9044
76 | 1.3712 | 0.55649 | -1.3708 | -0.55981 | 0.00035257 | -0.0033194 | 0.042804 | 0.042841 | 0.042841 | 0.99799 | -0.013147 | 0.99774 | -0.01175 | 19.4732
77 | -18.2427 | -7.9536 | 18.2434 | 7.9522 | 0.00075259 | -0.0014246 | 0.57499 | 0.57497 | 0.57499 | 0.99913 | -0.0051023 | 0.99918 | -0.0048497 | 45.0622
78 | 16.1218 | 7.0485 | -16.1169 | -7.0358 | 0.0048267 | 0.012691 | 0.50837 | 0.50837 | 0.50837 | 0.99913 | -0.0051023 | 0.99859 | -0.037549 | 39.4088
79 | -3.3612 | -1.5468 | 3.363 | 1.5479 | 0.0018352 | 0.0010432 | 0.10721 | 0.10721 | 0.10721 | 0.99629 | -0.050517 | 0.99687 | -0.046229 | 51.051
80 | 1.7167 | 0.7587 | -1.7165 | -0.75998 | 0.00022344 | -0.0012744 | 0.054383 | 0.054399 | 0.054399 | 0.99629 | -0.050517 | 0.99617 | -0.049608 | 24.7268
81 | 1.3708 | 0.55981 | -1.3679 | -0.58688 | 0.0029063 | -0.027072 | 0.042841 | 0.043153 | 0.043153 | 0.99774 | -0.01175 | 0.99572 | 0.00088201 | 19.6152
82 | -18.2434 | -7.9522 | 18.2561 | 7.9281 | 0.01271 | -0.024104 | 0.57497 | 0.57461 | 0.57497 | 0.99918 | -0.0048497 | 0.99991 | -0.00055421 | 45.0605
83 | 3.4855 | 1.606 | -3.4807 | -1.6033 | 0.0047977 | 0.0027451 | 0.11094 | 0.11095 | 0.11095 | 0.99859 | -0.037549 | 0.99713 | -0.048335 | 52.8313
84 | 12.6314 | 5.4297 | -12.6296 | -5.4378 | 0.0017585 | -0.0080346 | 0.39746 | 0.39756 | 0.39756 | 0.99859 | -0.037549 | 0.99844 | -0.038444 | 31.157
85 | -18.2561 | -7.9281 | 18.2578 | 7.925 | 0.0016277 | -0.0030931 | 0.57461 | 0.57457 | 0.57461 | 0.99991 | -0.00055421 | 1 | 0 | 45.0323
86 | -0.77207 | -0.3718 | 0.77215 | 0.36967 | 7.8845e-05 | -0.0021254 | 0.025181 | 0.025153 | 0.025181 | 0.98239 | -0.089644 | 0.98248 | -0.090517 | 11.4458
87 | 0.53239 | 0.25572 | -0.53233 | -0.25581 | 6.0663e-05 | -9.2211e-05 | 0.017355 | 0.017357 | 0.017357 | 0.98239 | -0.089644 | 0.98227 | -0.090418 | 8.2652
88 | -1.1403 | -0.54448 | 1.1403 | 0.54364 | 6.9403e-05 | -0.00084896 | 0.037127 | 0.037116 | 0.037127 | 0.98248 | -0.090517 | 0.98254 | -0.091029 | 16.8758
89 | 0.3681 | 0.17481 | -0.36808 | -0.17721 | 2.0056e-05 | -0.0024029 | 0.011973 | 0.012004 | 0.012004 | 0.98248 | -0.090517 | 0.98243 | -0.090055 | 5.4563
90 | 0.53233 | 0.25581 | -0.53231 | -0.25688 | 1.8724e-05 | -0.0010661 | 0.017357 | 0.017371 | 0.017371 | 0.98227 | -0.090418 | 0.98224 | -0.090116 | 7.8957
91 | -1.1403 | -0.54364 | 1.1405 | 0.54188 | 0.00014353 | -0.0017577 | 0.037116 | 0.037093 | 0.037116 | 0.98254 | -0.091029 | 0.98266 | -0.092084 | 16.8708
92 | 0.36808 | 0.17721 | -0.36808 | -0.17827 | 8.8304e-06 | -0.001054 | 0.012004 | 0.012017 | 0.012017 | 0.98243 | -0.090055 | 0.98241 | -0.089848 | 5.4624
93 | 0.2763 | 0.13289 | -0.27626 | -0.13322 | 4.503e-05 | -0.00033008 | 0.0090107 | 0.0090152 | 0.0090152 | 0.98224 | -0.090116 | 0.98207 | -0.091213 | 4.293
94 | 0.27626 | 0.13322 | -0.27625 | -0.1338 | 2.7374e-06 | -0.00057966 | 0.0090152 | 0.0090226 | 0.0090226 | 0.98207 | -0.091213 | 0.98206 | -0.091127 | 4.1012
95 | -1.4826 | -0.70759 | 1.4827 | 0.70672 | 0.00012112 | -0.00086246 | 0.048261 | 0.048249 | 0.048261 | 0.98266 | -0.092084 | 0.98273 | -0.092771 | 21.9367
96 | 0.18139 | 0.08204 | -0.18138 | -0.087823 | 1.1598e-05 | -0.0057834 | 0.0058479 | 0.00592 | 0.00592 | 0.98273 | -0.092771 | 0.98267 | -0.092256 | 2.6909
97 | -2.2555 | -1.0557 | 2.2616 | 1.0375 | 0.0061732 | -0.018213 | 0.073153 | 0.072906 | 0.073153 | 0.98273 | -0.092771 | 0.98525 | -0.11427 | 33.2513
98 | 0.59135 | 0.26697 | -0.59106 | -0.28041 | 0.00028713 | -0.013444 | 0.019059 | 0.019226 | 0.019226 | 0.98273 | -0.092771 | 0.98228 | -0.08896 | 8.7391
99 | -2.8289 | -1.3067 | 2.841 | 1.3133 | 0.0121 | 0.0066098 | 0.090806 | 0.090794 | 0.090806 | 0.99064 | -0.085904 | 0.99514 | -0.0528 | 43.2409
100 | 2.7761 | 1.2811 | -2.7639 | -1.2745 | 0.012276 | 0.0066773 | 0.089096 | 0.089109 | 0.089109 | 0.99064 | -0.085904 | 0.98598 | -0.12046 | 42.4327
101 | -2.9435 | -1.3629 | 2.9447 | 1.3609 | 0.0011996 | -0.0020456 | 0.094095 | 0.094066 | 0.094095 | 0.99514 | -0.0528 | 0.99552 | -0.055991 | 42.7704
102 | 0.12852 | 0.061448 | -0.12852 | -0.062243 | 7.9714e-07 | -0.00079464 | 0.0041707 | 0.0041807 | 0.0041807 | 0.98598 | -0.12046 | 0.98598 | -0.12041 | 1.9003
103 | 2.6353 | 1.213 | -2.6332 | -1.2174 | 0.0020958 | -0.0044217 | 0.084938 | 0.085 | 0.085 | 0.98598 | -0.12046 | 0.98525 | -0.11427 | 38.6365
104 | -2.9447 | -1.3609 | 2.9456 | 1.3593 | 0.00092064 | -0.0015721 | 0.094066 | 0.094043 | 0.094066 | 0.99552 | -0.055991 | 0.99581 | -0.05843 | 42.7571
105 | 0.3716 | 0.17993 | -0.37159 | -0.17997 | 1.0676e-05 | -4.0762e-05 | 0.012097 | 0.012097 | 0.012097 | 0.98525 | -0.11427 | 0.98522 | -0.11446 | 5.7607
106 | -0.30091 | -0.14574 | 0.30091 | 0.14501 | 3.8468e-06 | -0.00072577 | 0.0096924 | 0.0096832 | 0.0096924 | 0.9958 | -0.058319 | 0.99581 | -0.05843 | 4.4056
107 | -3.2465 | -1.5043 | 3.2497 | 1.5061 | 0.0031747 | 0.0017923 | 0.10373 | 0.10372 | 0.10373 | 0.99581 | -0.05843 | 0.99685 | -0.050918 | 49.393
108 | -3.574 | -1.6632 | 3.5763 | 1.6645 | 0.0023047 | 0.0013258 | 0.11416 | 0.11415 | 0.11416 | 0.99685 | -0.050918 | 0.99753 | -0.046031 | 54.3597
109 | -3.5763 | -1.6645 | 3.5771 | 1.6636 | 0.00086219 | -0.00092214 | 0.11415 | 0.11414 | 0.11415 | 0.99753 | -0.046031 | 0.99775 | -0.047945 | 51.8882
110 | 0.15179 | 0.07298 | -0.15179 | -0.073514 | 7.1419e-07 | -0.00053461 | 0.0048728 | 0.0048795 | 0.0048795 | 0.99777 | -0.046914 | 0.99777 | -0.046873 | 2.218
111 | -0.15179 | -0.07298 | 0.15179 | 0.068391 | 6.0503e-06 | -0.0045888 | 0.0048728 | 0.0048167 | 0.0048728 | 0.99777 | -0.046914 | 0.99781 | -0.047231 | 2.2149
112 | -0.15179 | -0.068391 | 0.1518 | 0.067631 | 9.8903e-07 | -0.00076021 | 0.0048167 | 0.0048077 | 0.0048167 | 0.99781 | -0.047231 | 0.99781 | -0.047278 | 2.1894
113 | -1.4112 | -0.64702 | 1.4121 | 0.63944 | 0.000901 | -0.0075727 | 0.045106 | 0.045011 | 0.045106 | 0.99357 | -0.029533 | 0.99416 | -0.034349 | 20.5025
114 | -1.4121 | -0.63944 | 1.4138 | 0.625 | 0.0017047 | -0.014443 | 0.045011 | 0.044834 | 0.045011 | 0.99416 | -0.034349 | 0.9953 | -0.043036 | 20.4596
115 | -1.6305 | -0.7298 | 1.632 | 0.72022 | 0.0015159 | -0.0095867 | 0.051812 | 0.051694 | 0.051812 | 0.9953 | -0.043036 | 0.99617 | -0.049608 | 23.5509
116 | 0.21669 | 0.1048 | -0.21668 | -0.10494 | 1.082e-05 | -0.00014052 | 0.0069814 | 0.0069833 | 0.0069833 | 0.9953 | -0.043036 | 0.99524 | -0.043366 | 3.3254
117 | 0.084489 | 0.03976 | -0.084488 | -0.040919 | 4.8098e-07 | -0.0011596 | 0.0027059 | 0.0027204 | 0.0027204 | 0.99617 | -0.049608 | 0.99617 | -0.04956 | 1.2365
118 | -0.18181 | -0.088057 | 0.18182 | 0.087336 | 1.3994e-06 | -0.00072073 | 0.0058636 | 0.0058545 | 0.0058636 | 0.99456 | -0.10338 | 0.99456 | -0.10345 | 2.6653
119 | -5.6342 | -2.5863 | 5.6363 | 2.5356 | 0.0020805 | -0.050724 | 0.17994 | 0.17932 | 0.17994 | 0.99456 | -0.10345 | 0.99495 | -0.10154 | 14.102
120 | 5.4524 | 2.499 | -5.4512 | -2.4964 | 0.0012 | 0.0026205 | 0.17409 | 0.1741 | 0.1741 | 0.99456 | -0.10345 | 0.99416 | -0.1267 | 13.4958
121 | 0.19245 | 0.072631 | -0.19241 | -0.089829 | 3.5712e-05 | -0.017199 | 0.0059681 | 0.0061621 | 0.0061621 | 0.99495 | -0.10154 | 0.99477 | -0.10041 | 2.801
122 | -5.8288 | -2.6082 | 5.8297 | 2.6103 | 0.00090457 | 0.0020283 | 0.18528 | 0.18527 | 0.18528 | 0.99495 | -0.10154 | 0.99523 | -0.08494 | 14.3625
123 | 0.19241 | 0.089829 | -0.1924 | -0.093185 | 7.2536e-06 | -0.0033559 | 0.0061621 | 0.006204 | 0.006204 | 0.99477 | -0.10041 | 0.99474 | -0.10009 | 2.82
124 | -6.2198 | -2.7992 | 6.2199 | 2.7972 | 9.8969e-05 | -0.0019816 | 0.19784 | 0.19782 | 0.19784 | 0.99523 | -0.08494 | 0.99525 | -0.084854 | 15.5047
125 | -6.638 | -2.9759 | 6.6416 | 2.9134 | 0.0035533 | -0.062567 | 0.211 | 0.21024 | 0.211 | 0.99525 | -0.084854 | 0.9958 | -0.081789 | 16.5362
126 | -0.30393 | -0.1472 | 0.30394 | 0.14672 | 2.7298e-06 | -0.00047774 | 0.0099246 | 0.0099185 | 0.0099246 | 0.98227 | -0.088867 | 0.98228 | -0.088945 | 4.5112
127 | -0.30394 | -0.14672 | 0.30394 | 0.14663 | 5.4104e-07 | -9.4754e-05 | 0.0099185 | 0.0099172 | 0.0099185 | 0.98228 | -0.088945 | 0.98228 | -0.08896 | 4.5084
128 | 0.28713 | 0.13378 | -0.28713 | -0.13432 | 2.7214e-06 | -0.00054072 | 0.0093092 | 0.0093159 | 0.0093159 | 0.98228 | -0.08896 | 0.98227 | -0.088884 | 4.2345
129 | 0.20692 | 0.095476 | -0.20692 | -0.096063 | 1.5281e-06 | -0.00058685 | 0.0066971 | 0.0067044 | 0.0067044 | 0.98227 | -0.088884 | 0.98227 | -0.088826 | 3.0474
130 | 0.18138 | 0.087823 | -0.18138 | -0.087845 | 1.1906e-06 | -2.1233e-05 | 0.00592 | 0.0059203 | 0.0059203 | 0.98267 | -0.092256 | 0.98266 | -0.092299 | 2.8192
131 | 0.20692 | 0.096063 | -0.20691 | -0.099529 | 9.0954e-06 | -0.0034665 | 0.0067044 | 0.0067479 | 0.0067479 | 0.98227 | -0.088826 | 0.98223 | -0.088464 | 3.0672
132 | 0.20691 | 0.099529 | -0.2069 | -0.10021 | 1.7961e-06 | -0.00067918 | 0.0067479 | 0.0067566 | 0.0067566 | 0.98223 | -0.088464 | 0.98222 | -0.088389 | 3.0712
133 | -3.363 | -1.5479 | 3.3636 | 1.5471 | 0.00061687 | -0.00077122 | 0.10721 | 0.10719 | 0.10721 | 0.99687 | -0.046229 | 0.99704 | -0.047647 | 48.7299
134 | -4.3126 | -2.0033 | 4.3128 | 2.0026 | 0.00023264 | -0.00070013 | 0.13758 | 0.13757 | 0.13758 | 0.99775 | -0.047945 | 0.99781 | -0.047278 | 38.0052
135 | 0.073777 | 0.031901 | -0.073776 | -0.034966 | 9.4559e-07 | -0.0030652 | 0.0023255 | 0.0023621 | 0.0023621 | 0.99775 | -0.047945 | 0.99774 | -0.04785 | 1.0737
136 | 0.66167 | 0.30786 | -0.66152 | -0.31381 | 0.00015058 | -0.0059468 | 0.021115 | 0.021188 | 0.021188 | 0.99775 | -0.047945 | 0.99754 | -0.046095 | 9.631
137 | -4.7751 | -2.2207 | 4.7762 | 2.2218 | 0.001053 | 0.0011426 | 0.15236 | 0.15236 | 0.15236 | 0.99781 | -0.047278 | 0.99809 | -0.04023 | 43.5302
138 | 0.073776 | 0.034966 | -0.073775 | -0.035731 | 2.4063e-07 | -0.00076464 | 0.0023621 | 0.0023717 | 0.0023717 | 0.99774 | -0.04785 | 0.99774 | -0.047822 | 1.078
139 | 0.39869 | 0.18987 | -0.39866 | -0.19285 | 2.7452e-05 | -0.0029747 | 0.012779 | 0.012816 | 0.012816 | 0.99754 | -0.046095 | 0.99748 | -0.045507 | 5.8256
140 | 0.26283 | 0.12393 | -0.26282 | -0.12727 | 1.3328e-05 | -0.0033338 | 0.0084092 | 0.0084509 | 0.0084509 | 0.99754 | -0.046095 | 0.9975 | -0.045666 | 3.8413
141 | -4.7762 | -2.2218 | 4.7773 | 2.1817 | 0.0011632 | -0.04009 | 0.15236 | 0.15186 | 0.15236 | 0.99809 | -0.04023 | 0.99834 | -0.039054 | 11.94
142 | 0.26282 | 0.12727 | -0.26282 | -0.12729 | 2.3196e-06 | -2.02e-05 | 0.0084509 | 0.0084512 | 0.0084512 | 0.9975 | -0.045666 | 0.99749 | -0.045725 | 4.0244
143 | 0.39866 | 0.19285 | -0.39866 | -0.19308 | 2.1607e-06 | -0.00023338 | 0.012816 | 0.012819 | 0.012819 | 0.99748 | -0.045507 | 0.99747 | -0.04546 | 5.827
144 | 7.4873 | 3.0854 | -7.4853 | -3.0806 | 0.0019835 | 0.0047757 | 0.23416 | 0.23417 | 0.23417 | 0.99834 | -0.039054 | 0.99787 | -0.068611 | 18.1524
145 | -12.2646 | -5.2671 | 12.2651 | 5.2647 | 0.0004965 | -0.0024228 | 0.38596 | 0.38593 | 0.38596 | 0.99834 | -0.039054 | 0.99839 | -0.038792 | 30.2473
146 | -3.3636 | -1.5471 | 3.3639 | 1.5467 | 0.0002997 | -0.00037488 | 0.10719 | 0.10719 | 0.10719 | 0.99704 | -0.047647 | 0.99713 | -0.048335 | 48.7247
147 | -12.629 | -5.4409 | 12.6296 | 5.4378 | 0.0006869 | -0.0031364 | 0.3976 | 0.39756 | 0.3976 | 0.99839 | -0.038792 | 0.99844 | -0.038444 | 31.1601
148 | 7.4853 | 3.0806 | -7.4818 | -3.1302 | 0.0035008 | -0.049584 | 0.23417 | 0.23474 | 0.23474 | 0.99787 | -0.068611 | 0.99738 | -0.071999 | 18.3963
149 | 0.29687 | 0.12904 | -0.29681 | -0.1418 | 6.4084e-05 | -0.01276 | 0.0093692 | 0.0095227 | 0.0095227 | 0.99738 | -0.071999 | 0.99717 | -0.070365 | 4.3285
150 | 0.072551 | 0.034457 | -0.072551 | -0.035138 | 2.0765e-07 | -0.00068106 | 0.0023247 | 0.0023332 | 0.0023332 | 0.99738 | -0.071999 | 0.99737 | -0.071974 | 1.0605
151 | 7.1124 | 2.9667 | -7.1056 | -3.0719 | 0.0067438 | -0.10517 | 0.22305 | 0.22428 | 0.22428 | 0.99738 | -0.071999 | 0.99638 | -0.078371 | 17.5768
152 | 1.3679 | 0.58688 | -1.3679 | -0.58714 | 2.7868e-05 | -0.00025707 | 0.043153 | 0.043156 | 0.043156 | 0.99572 | 0.00088201 | 0.9957 | 0.0010126 | 19.6166
153 | -0.13016 | -0.063038 | 0.13016 | 0.057345 | 5.595e-06 | -0.0056931 | 0.0042011 | 0.0041316 | 0.0042011 | 0.99375 | -0.12684 | 0.99379 | -0.12718 | 1.9096
154 | -0.13016 | -0.057345 | 0.13017 | 0.049739 | 7.1994e-06 | -0.0076063 | 0.0041316 | 0.0040476 | 0.0041316 | 0.99379 | -0.12718 | 0.99384 | -0.12749 | 1.878
155 | 4.4 | 2.0499 | -4.3999 | -2.0516 | 4.3154e-05 | -0.0017039 | 0.14131 | 0.14133 | 0.14133 | 0.99163 | -0.25723 | 0.99162 | -0.25728 | 11.076
156 | 0.089699 | 0.042132 | -0.089699 | -0.043443 | 6.2442e-07 | -0.0013113 | 0.0028852 | 0.0029017 | 0.0029017 | 0.99154 | -0.25763 | 0.99153 | -0.25757 | 1.3189
157 | -4.2002 | -1.969 | 4.2004 | 1.9591 | 0.00022878 | -0.0099111 | 0.13505 | 0.13493 | 0.13505 | 0.99154 | -0.25763 | 0.99159 | -0.25738 | 10.5841
158 | -4.2766 | -1.996 | 4.2767 | 1.9919 | 9.6782e-05 | -0.0040473 | 0.13739 | 0.13734 | 0.13739 | 0.99159 | -0.25738 | 0.99162 | -0.25728 | 10.7676
159 | 0.076221 | 0.036854 | -0.076221 | -0.036915 | 2.1171e-08 | -6.1243e-05 | 0.0024647 | 0.0024655 | 0.0024655 | 0.99159 | -0.25738 | 0.99159 | -0.25738 | 1.1207
160 | 0.24902 | 0.11954 | -0.24902 | -0.1206 | 3.8424e-06 | -0.0010598 | 0.0080076 | 0.008021 | 0.008021 | 0.9958 | -0.081789 | 0.99579 | -0.081656 | 3.6459
161 | -6.8906 | -3.0329 | 6.8944 | 2.9699 | 0.0038324 | -0.063001 | 0.21825 | 0.21749 | 0.21825 | 0.9958 | -0.081789 | 0.99638 | -0.078371 | 17.1039
162 | 0.21119 | 0.10195 | -0.21119 | -0.10229 | 8.8251e-07 | -0.00033896 | 0.0067944 | 0.0067986 | 0.0067986 | 0.99638 | -0.078371 | 0.99638 | -0.078335 | 3.0903
163 | 0.29681 | 0.1418 | -0.2968 | -0.14375 | 9.9591e-06 | -0.0019451 | 0.0095227 | 0.0095472 | 0.0095472 | 0.99717 | -0.070365 | 0.99714 | -0.070077 | 4.3396

## res_trafo
| p_hv_mw | q_hv_mvar | p_lv_mw | q_lv_mvar | pl_mw | ql_mvar | i_hv_ka | i_lv_ka | vm_hv_pu | va_hv_degree | vm_lv_pu | va_lv_degree | loading_percent
0 | 2.6518e-14 | 1.7507e-14 | 0.013999 | 0.0105 | 0.013999 | 0.0105 | 1.6678e-16 | 0.00050517 | 0.99997 | 149.9981 | 1 | 0 | 0.069998

## res_ext_grid
| p_mw | q_mvar
0 | 18.5337 | 8.0623

## res_load
| p_mw | q_mvar
0 | 0.23934 | 0.11592
1 | 0.51188 | 0.24792
2 | 0.15638 | 0.075741
3 | 0.19441 | 0.094155
4 | 0.29854 | 0.14459
5 | 0.081396 | 0.039422
6 | 0.34908 | 0.16907
7 | 0.47731 | 0.23117
8 | 0.14286 | 0.069193
9 | 0.15869 | 0.076858
10 | 0.21604 | 0.10463
11 | 0.29644 | 0.14357
12 | 0.16492 | 0.079875
13 | 0.082823 | 0.040113
14 | 0.1486 | 0.071972
15 | 0.41541 | 0.20119
16 | 0.20697 | 0.10024
17 | 0.38806 | 0.18795
18 | 0.29893 | 0.14478
19 | 0.31032 | 0.1503
20 | 0.20012 | 0.096923
21 | 0.26625 | 0.12895
22 | 0.099957 | 0.048411
23 | 0.079468 | 0.038488
24 | 0.12876 | 0.062364
25 | 0.086541 | 0.041914
26 | 0.096107 | 0.046547
27 | 0.22947 | 0.11114
28 | 0.16682 | 0.080795
29 | 0.073073 | 0.035391
30 | 0.25423 | 0.12313
31 | 0.27264 | 0.13205
32 | 0.17412 | 0.08433
33 | 0.41033 | 0.19873
34 | 0.30453 | 0.14749
35 | 0.58755 | 0.28456
36 | 0.36286 | 0.17574
37 | 0.19982 | 0.096777
38 | 0.18495 | 0.089574
39 | 0.34145 | 0.16537
40 | 0.26192 | 0.12685
41 | 0.23968 | 0.11608
42 | 0.25601 | 0.12399
43 | 0.34215 | 0.16571
44 | 0.36808 | 0.17827
45 | 0.27625 | 0.1338
46 | 0.052814 | 0.025579
47 | 0.10243 | 0.049607
48 | 0.12852 | 0.062243
49 | 0.30091 | 0.14574
50 | 0.32427 | 0.15705
51 | 0.15179 | 0.073514
52 | 0.098597 | 0.047753
53 | 0.21668 | 0.10494
54 | 0.084488 | 0.040919
55 | 0.18181 | 0.088057
56 | 0.3447 | 0.16695
57 | 0.39015 | 0.18896
58 | 0.1924 | 0.093185
59 | 0.30393 | 0.1472
60 | 0.080208 | 0.038847
61 | 0.37159 | 0.17997
62 | 0.2069 | 0.10021
63 | 0.18138 | 0.087845
64 | 0.31052 | 0.15039
65 | 0.073775 | 0.035731
66 | 0.26282 | 0.12729
67 | 0.39866 | 0.19308
68 | 0.11682 | 0.056579
69 | 0.36386 | 0.17623
70 | 0.15587 | 0.075492
71 | 0.13016 | 0.063038
72 | 0.076455 | 0.037029
73 | 0.089699 | 0.043443
74 | 0.12323 | 0.059683
75 | 0.076221 | 0.036915
76 | 0.080592 | 0.039033
77 | 0.21119 | 0.10229
78 | 0.24902 | 0.1206
79 | 0.18849 | 0.091288
80 | 0.072551 | 0.035138
81 | 0.2968 | 0.14375

## dtypes
| element | column | dtype
0 | bus | name | object
1 | bus | vn_kv | float64
2 | bus | type | object
3 | bus | zone | object
4 | bus | in_service | bool
5 | load | name | object
6 | load | bus | uint32
7 | load | p_mw | float64
8 | load | q_mvar | float64
9 | load | const_z_percent | float64
10 | load | const_i_percent | float64
11 | load | sn_mva | float64
12 | load | scaling | float64
13 | load | in_service | bool
14 | load | type | object
15 | ext_grid | name | object
16 | ext_grid | bus | uint32
17 | ext_grid | vm_pu | float64
18 | ext_grid | va_degree | float64
19 | ext_grid | slack_weight | float64
20 | ext_grid | in_service | bool
21 | line | name | object
22 | line | std_type | object
23 | line | from_bus | uint32
24 | line | to_bus | uint32
25 | line | length_km | float64
26 | line | r_ohm_per_km | float64
27 | line | x_ohm_per_km | float64
28 | line | c_nf_per_km | float64
29 | line | g_us_per_km | float64
30 | line | max_i_ka | float64
31 | line | df | float64
32 | line | parallel | uint32
33 | line | type | object
34 | line | in_service | bool
35 | trafo | name | object
36 | trafo | std_type | object
37 | trafo | hv_bus | uint32
38 | trafo | lv_bus | uint32
39 | trafo | sn_mva | float64
40 | trafo | vn_hv_kv | float64
41 | trafo | vn_lv_kv | float64
42 | trafo | vk_percent | float64
43 | trafo | vkr_percent | float64
44 | trafo | pfe_kw | float64
45 | trafo | i0_percent | float64
46 | trafo | shift_degree | float64
47 | trafo | tap_side | object
48 | trafo | tap_neutral | int32
49 | trafo | tap_min | int32
50 | trafo | tap_max | int32
51 | trafo | tap_step_percent | float64
52 | trafo | tap_step_degree | float64
53 | trafo | tap_pos | int32
54 | trafo | tap_phase_shifter | bool
55 | trafo | parallel | uint32
56 | trafo | df | float64
57 | trafo | in_service | bool
58 | bus_geodata | x | float64
59 | bus_geodata | y | float64
60 | bus_geodata | coords | object
61 | res_bus | vm_pu | float64
62 | res_bus | va_degree | float64
63 | res_bus | p_mw | float64
64 | res_bus | q_mvar | float64
65 | res_line | p_from_mw | float64
66 | res_line | q_from_mvar | float64
67 | res_line | p_to_mw | float64
68 | res_line | q_to_mvar | float64
69 | res_line | pl_mw | float64
70 | res_line | ql_mvar | float64
71 | res_line | i_from_ka | float64
72 | res_line | i_to_ka | float64
73 | res_line | i_ka | float64
74 | res_line | vm_from_pu | float64
75 | res_line | va_from_degree | float64
76 | res_line | vm_to_pu | float64
77 | res_line | va_to_degree | float64
78 | res_line | loading_percent | float64
79 | res_trafo | p_hv_mw | float64
80 | res_trafo | q_hv_mvar | float64
81 | res_trafo | p_lv_mw | float64
82 | res_trafo | q_lv_mvar | float64
83 | res_trafo | pl_mw | float64
84 | res_trafo | ql_mvar | float64
85 | res_trafo | i_hv_ka | float64
86 | res_trafo | i_lv_ka | float64
87 | res_trafo | vm_hv_pu | float64
88 | res_trafo | va_hv_degree | float64
89 | res_trafo | vm_lv_pu | float64
90 | res_trafo | va_lv_degree | float64
91 | res_trafo | loading_percent | float64
92 | res_ext_grid | p_mw | float64
93 | res_ext_grid | q_mvar | float64
94 | res_load | p_mw | float64
95 | res_load | q_mvar | float64

## parameters
| version | format_version | converged | OPF_converged | name | f_hz | sn_mva
0 | 2.14.6 | 2.14.0 | TRUE | FALSE |  | 50 | 1