## bus
| name | vn_kv | type | zone | in_service
0 | bus_MV_519_0_node_0 | 20 | n |  | TRUE
1 | bus_MV_519_0_node_1 | 20 | n |  | TRUE
2 | bus_MV_519_0_node_151 | 20 | n |  | TRUE
3 | bus_MV_519_0_node_2 | 20 | n |  | TRUE
4 | bus_MV_519_0_node_150 | 20 | n |  | TRUE
5 | bus_MV_519_0_node_161 | 20 | n |  | TRUE
6 | bus_MV_519_0_node_162 | 20 | n |  | TRUE
7 | bus_MV_519_0_node_163 | 20 | n |  | TRUE
8 | bus_MV_519_0_node_3 | 20 | n |  | TRUE
9 | bus_MV_519_0_node_7 | 20 | n |  | TRUE
10 | bus_MV_519_0_node_8 | 20 | n |  | TRUE
11 | bus_MV_519_0_node_106 | 20 | n |  | TRUE
12 | bus_MV_519_0_node_107 | 20 | n |  | TRUE
13 | bus_MV_519_0_node_146 | 20 | n |  | TRUE
14 | bus_MV_519_0_node_96 | 20 | n |  | TRUE
15 | bus_MV_519_0_node_14 | 20 | n |  | TRUE
16 | bus_MV_519_0_node_141 | 20 | n |  | TRUE
17 | bus_MV_519_0_node_19 | 20 | n |  | TRUE
18 | bus_MV_519_0_node_5 | 20 | n |  | TRUE
19 | bus_MV_519_0_node_164 | 20 | n |  | TRUE
20 | bus_MV_519_0_node_9 | 20 | n |  | TRUE
21 | bus_MV_519_0_node_11 | 20 | n |  | TRUE
22 | bus_MV_519_0_node_13 | 20 | n |  | TRUE
23 | bus_MV_519_0_node_154 | 20 | n |  | TRUE
24 | bus_MV_519_0_node_10 | 20 | n |  | TRUE
25 | bus_MV_519_0_node_97 | 20 | n |  | TRUE
26 | bus_MV_519_0_node_136 | 20 | n |  | TRUE
27 | bus_MV_519_0_node_118 | 20 | n |  | TRUE
28 | bus_MV_519_0_node_12 | 20 | n |  | TRUE
29 | bus_MV_519_0_node_114 | 20 | n |  | TRUE
30 | bus_MV_519_0_node_110 | 20 | n |  | TRUE
31 | bus_MV_519_0_node_81 | 20 | n |  | TRUE
32 | bus_MV_519_0_node_94 | 20 | n |  | TRUE
33 | bus_MV_519_0_node_66 | 20 | n |  | TRUE
34 | bus_MV_519_0_node_17 | 20 | n |  | TRUE
35 | bus_MV_519_0_node_18 | 20 | n |  | TRUE
36 | bus_MV_519_0_node_116 | 20 | n |  | TRUE
37 | bus_MV_519_0_node_115 | 20 | n |  | TRUE
38 | bus_MV_519_0_node_111 | 20 | n |  | TRUE
39 | bus_MV_519_0_node_15 | 20 | n |  | TRUE
40 | bus_MV_519_0_node_16 | 20 | n |  | TRUE
41 | bus_MV_519_0_node_102 | 20 | n |  | TRUE
42 | bus_MV_519_0_node_100 | 20 | n |  | TRUE
43 | bus_MV_519_0_node_158 | 20 | n |  | TRUE
44 | bus_MV_519_0_node_159 | 20 | n |  | TRUE
45 | bus_MV_519_0_node_20 | 20 | n |  | TRUE
46 | bus_MV_519_0_node_112 | 20 | n |  | TRUE
47 | bus_MV_519_0_node_113 | 20 | n |  | TRUE
48 | bus_MV_519_0_node_119 | 20 | n |  | TRUE
49 | bus_MV_519_0_node_120 | 20 | n |  | TRUE
50 | bus_MV_519_0_node_166 | 20 | n |  | TRUE
51 | bus_MV_519_0_node_38 | 20 | n |  | TRUE
52 | bus_MV_519_0_node_21 | 20 | n |  | TRUE
53 | bus_MV_519_0_node_22 | 20 | n |  | TRUE
54 | bus_MV_519_0_node_26 | 20 | n |  | TRUE
55 | bus_MV_519_0_node_24 | 20 | n |  | TRUE
56 | bus_MV_519_0_node_25 | 20 | n |  | TRUE
57 | bus_MV_519_0_node_167 | 20 | n |  | TRUE
58 | bus_MV_519_0_node_128 | 20 | n |  | TRUE
59 | bus_MV_519_0_node_23 | 20 | n |  | TRUE
60 | bus_MV_519_0_node_39 | 20 | n |  | TRUE
61 | bus_MV_519_0_node_27 | 20 | n |  | TRUE
62 | bus_MV_519_0_node_28 | 20 | n |  | TRUE
63 | bus_MV_519_0_node_29 | 20 | n |  | TRUE
64 | bus_MV_519_0_node_31 | 20 | n |  | TRUE
65 | bus_MV_519_0_node_30 | 20 | n |  | TRUE
66 | bus_MV_519_0_node_32 | 20 | n |  | TRUE
67 | bus_MV_519_0_node_33 | 20 | n |  | TRUE
68 | bus_MV_519_0_node_137 | 20 | n |  | TRUE
69 | bus_MV_519_0_node_138 | 20 | n |  | TRUE
70 | bus_MV_519_0_node_63 | 20 | n |  | TRUE
71 | bus_MV_519_0_node_135 | 20 | n |  | TRUE
72 | bus_MV_519_0_node_78 | 20 | n |  | TRUE
73 | bus_MV_519_0_node_79 | 20 | n |  | TRUE
74 | bus_MV_519_0_node_80 | 20 | n |  | TRUE
75 | bus_MV_519_0_node_82 | 20 | n |  | TRUE
76 | bus_MV_519_0_node_83 | 20 | n |  | TRUE
77 | bus_MV_519_0_node_84 | 20 | n |  | TRUE
78 | bus_MV_519_0_node_92 | 20 | n |  | TRUE
79 | bus_MV_519_0_node_85 | 20 | n |  | TRUE
80 | bus_MV_519_0_node_87 | 20 | n |  | TRUE
81 | bus_MV_519_0_node_148 | 20 | n |  | TRUE
82 | bus_MV_519_0_node_89 | 20 | n |  | TRUE
83 | bus_MV_519_0_node_109 | 20 | n |  | TRUE
84 | bus_MV_519_0_node_86 | 20 | n |  | TRUE
85 | bus_MV_519_0_node_101 | 20 | n |  | TRUE
86 | bus_MV_519_0_node_99 | 20 | n |  | TRUE
87 | bus_MV_519_0_node_103 | 20 | n |  | TRUE
88 | bus_MV_519_0_node_88 | 20 | n |  | TRUE
89 | bus_MV_519_0_node_108 | 20 | n |  | TRUE
90 | bus_MV_519_0_node_160 | 20 | n |  | TRUE
91 | bus_MV_519_0_node_155 | 20 | n |  | TRUE
92 | bus_MV_519_0_node_90 | 20 | n |  | TRUE
93 | bus_MV_519_0_node_105 | 20 | n |  | TRUE
94 | bus_MV_519_0_node_41 | 20 | n |  | TRUE
95 | bus_MV_519_0_node_64 | 20 | n |  | TRUE
96 | bus_MV_519_0_node_34 | 20 | n |  | TRUE
97 | bus_MV_519_0_node_35 | 20 | n |  | TRUE
98 | bus_MV_519_0_node_36 | 20 | n |  | TRUE
99 | bus_MV_519_0_node_37 | 20 | n |  | TRUE
100 | bus_MV_519_0_node_46 | 20 | n |  | TRUE
101 | bus_MV_519_0_node_47 | 20 | n |  | TRUE
102 | bus_MV_519_0_node_168 | 20 | n |  | TRUE
103 | bus_MV_519_0_node_40 | 20 | n |  | TRUE
104 | bus_MV_519_0_node_152 | 20 | n |  | TRUE
105 | bus_MV_519_0_node_44 | 20 | n |  | TRUE
106 | bus_MV_519_0_node_42 | 20 | n |  | TRUE
107 | bus_MV_519_0_node_43 | 20 | n |  | TRUE
108 | bus_MV_519_0_node_77 | 20 | n |  | TRUE
109 | bus_MV_519_0_node_45 | 20 | n |  | TRUE
110 | bus_MV_519_0_node_143 | 20 | n |  | TRUE
111 | bus_MV_519_0_node_129 | 20 | n |  | TRUE
112 | bus_MV_519_0_node_140 | 20 | n |  | TRUE
113 | bus_MV_519_0_node_139 | 20 | n |  | TRUE
114 | bus_MV_519_0_node_142 | 20 | n |  | TRUE
115 | bus_MV_519_0_node_48 | 20 | n |  | TRUE
116 | bus_MV_519_0_node_51 | 20 | n |  | TRUE
117 | bus_MV_519_0_node_71 | 20 | n |  | TRUE
118 | bus_MV_519_0_node_130 | 20 | n |  | TRUE
119 | bus_MV_519_0_node_165 | 20 | n |  | TRUE
120 | bus_MV_519_0_node_157 | 20 | n |  | TRUE
121 | bus_MV_519_0_node_57 | 20 | n |  | TRUE
122 | bus_MV_519_0_node_153 | 20 | n |  | TRUE
123 | bus_MV_519_0_node_55 | 20 | n |  | TRUE
124 | bus_MV_519_0_node_52 | 20 | n |  | TRUE
125 | bus_MV_519_0_node_53 | 20 | n |  | TRUE
126 | bus_MV_519_0_node_54 | 20 | n |  | TRUE
127 | bus_MV_519_0_node_76 | 20 | n |  | TRUE
128 | bus_MV_519_0_node_74 | 20 | n |  | TRUE
129 | bus_MV_519_0_node_75 | 20 | n |  | TRUE
130 | bus_MV_519_0_node_58 | 20 | n |  | TRUE
131 | bus_MV_519_0_node_59 | 20 | n |  | TRUE
132 | bus_MV_519_0_node_144 | 20 | n |  | TRUE
133 | bus_MV_519_0_node_156 | 20 | n |  | TRUE
134 | bus_MV_519_0_node_122 | 20 | n |  | TRUE
135 | bus_MV_519_0_node_60 | 20 | n |  | TRUE
136 | bus_MV_519_0_node_61 | 20 | n |  | TRUE
137 | bus_MV_519_0_node_62 | 20 | n |  | TRUE
138 | bus_MV_519_0_node_121 | 20 | n |  | TRUE
139 | bus_MV_519_0_node_65 | 20 | n |  | TRUE
140 | bus_MV_519_0_node_145 | 20 | n |  | TRUE
141 | bus_MV_519_0_node_91 | 20 | n |  | TRUE
142 | bus_MV_519_0_node_149 | 20 | n |  | TRUE
143 | bus_MV_519_0_node_104 | 20 | n |  | TRUE
144 | bus_MV_519_0_node_93 | 20 | n |  | TRUE
145 | bus_MV_519_0_node_95 | 20 | n |  | TRUE
146 | bus_MV_519_0_node_98 | 20 | n |  | TRUE
147 | bus_MV_519_0_node_147 | 20 | n |  | TRUE
148 | bus_MV_519_0_node_67 | 20 | n |  | TRUE
149 | bus_MV_519_0_node_69 | 20 | n |  | TRUE
150 | bus_MV_519_0_node_127 | 20 | n |  | TRUE
151 | bus_MV_519_0_node_72 | 20 | n |  | TRUE
152 | bus_MV_519_0_node_125 | 20 | n |  | TRUE
153 | bus_MV_519_0_node_126 | 20 | n |  | TRUE
154 | bus_MV_519_0_node_123 | 20 | n |  | TRUE
155 | bus_MV_519_0_node_73 | 20 | n |  | TRUE
156 | bus_MV_519_0_node_124 | 20 | n |  | TRUE
157 | bus_MV_519_0_node_131 | 20 | n |  | TRUE
158 | bus_MV_519_0_node_132 | 20 | n |  | TRUE
159 | bus_MV_519_0_node_133 | 20 | n |  | TRUE
160 | bus_MV_519_0_node_134 | 20 | n |  | TRUE
161 | bus_HV_519_0_node_136 | 110 | n |  | TRUE

## load
| name | bus | p_mw | q_mvar | const_z_percent | const_i_percent | sn_mva | scaling | in_service | type
0 | MV_519_0_load_0 | 0 | 0.17334 | 0.083953 | 0 | 0 |  | 1 | TRUE | wye
1 | MV_519_0_load_151 | 2 | 0.050482 | 0.024449 | 0 | 0 |  | 1 | TRUE | wye
2 | MV_519_0_load_162 | 6 | 0.18065 | 0.087492 | 0 | 0 |  | 1 | TRUE | wye
3 | MV_519_0_load_163 | 7 | 0.13589 | 0.065813 | 0 | 0 |  | 1 | TRUE | wye
4 | MV_519_0_load_3 | 8 | 0.40637 | 0.19681 | 0 | 0 |  | 1 | TRUE | wye
5 | MV_519_0_load_7 | 9 | 0.27517 | 0.13327 | 0 | 0 |  | 1 | TRUE | wye
6 | MV_519_0_load_106 | 11 | 0.13368 | 0.064743 | 0 | 0 |  | 1 | TRUE | wye
7 | MV_519_0_load_146 | 13 | 0.073924 | 0.035803 | 0 | 0 |  | 1 | TRUE | wye
8 | MV_519_0_load_14 | 15 | 0.23595 | 0.11428 | 0 | 0 |  | 1 | TRUE | wye
9 | MV_519_0_load_141 | 16 | 0.11714 | 0.056732 | 0 | 0 |  | 1 | TRUE | wye
10 | MV_519_0_load_164 | 19 | 0.161 | 0.077975 | 0 | 0 |  | 1 | TRUE | wye
11 | MV_519_0_load_154 | 23 | 0.19917 | 0.096461 | 0 | 0 |  | 1 | TRUE | wye
12 | MV_519_0_load_97 | 25 | 0.22652 | 0.10971 | 0 | 0 |  | 1 | TRUE | wye
13 | MV_519_0_load_136 | 26 | 0.1441 | 0.06979 | 0 | 0 |  | 1 | TRUE | wye
14 | MV_519_0_load_118 | 27 | 0.19385 | 0.093885 | 0 | 0 |  | 1 | TRUE | wye
15 | MV_519_0_load_114 | 29 | 1.0835 | 0.52476 | 0 | 0 |  | 1 | TRUE | wye
16 | MV_519_0_load_110 | 30 | 0.32939 | 0.15953 | 0 | 0 |  | 1 | TRUE | wye
17 | MV_519_0_load_17 | 34 | 0.37197 | 0.18015 | 0 | 0 |  | 1 | TRUE | wye
18 | MV_519_0_load_111 | 38 | 0.29734 | 0.14401 | 0 | 0 |  | 1 | TRUE | wye
19 | MV_519_0_load_102 | 41 | 0.068191 | 0.033026 | 0 | 0 |  | 1 | TRUE | wye
20 | MV_519_0_load_159 | 44 | 0.19046 | 0.092242 | 0 | 0 |  | 1 | TRUE | wye
21 | MV_519_0_load_112 | 46 | 0.33248 | 0.16103 | 0 | 0 |  | 1 | TRUE | wye
22 | MV_519_0_load_113 | 47 | 0.46873 | 0.22702 | 0 | 0 |  | 1 | TRUE | wye
23 | MV_519_0_load_119 | 48 | 0.13045 | 0.063179 | 0 | 0 |  | 1 | TRUE | wye
24 | MV_519_0_load_120 | 49 | 0.18995 | 0.091999 | 0 | 0 |  | 1 | TRUE | wye
25 | MV_519_0_load_166 | 50 | 0.19103 | 0.092521 | 0 | 0 |  | 1 | TRUE | wye
26 | MV_519_0_load_21 | 52 | 0.31797 | 0.154 | 0 | 0 |  | 1 | TRUE | wye
27 | MV_519_0_load_167 | 57 | 0.12448 | 0.060289 | 0 | 0 |  | 1 | TRUE | wye
28 | MV_519_0_load_128 | 58 | 0.11062 | 0.053577 | 0 | 0 |  | 1 | TRUE | wye
29 | MV_519_0_load_23 | 59 | 0.091096 | 0.04412 | 0 | 0 |  | 1 | TRUE | wye
30 | MV_519_0_load_27 | 61 | 0.17289 | 0.083733 | 0 | 0 |  | 1 | TRUE | wye
31 | MV_519_0_load_137 | 68 | 0.087683 | 0.042467 | 0 | 0 |  | 1 | TRUE | wye
32 | MV_519_0_load_138 | 69 | 0.37817 | 0.18316 | 0 | 0 |  | 1 | TRUE | wye
33 | MV_519_0_load_63 | 70 | 0.25831 | 0.12511 | 0 | 0 |  | 1 | TRUE | wye
34 | MV_519_0_load_135 | 71 | 0.099933 | 0.0484 | 0 | 0 |  | 1 | TRUE | wye
35 | MV_519_0_load_78 | 72 | 0.2694 | 0.13047 | 0 | 0 |  | 1 | TRUE | wye
36 | MV_519_0_load_82 | 75 | 0.33958 | 0.16447 | 0 | 0 |  | 1 | TRUE | wye
37 | MV_519_0_load_148 | 81 | 0.1055 | 0.051096 | 0 | 0 |  | 1 | TRUE | wye
38 | MV_519_0_load_109 | 83 | 0.17304 | 0.083807 | 0 | 0 |  | 1 | TRUE | wye
39 | MV_519_0_load_103 | 87 | 0.35064 | 0.16982 | 0 | 0 |  | 1 | TRUE | wye
40 | MV_519_0_load_108 | 89 | 0.22277 | 0.10789 | 0 | 0 |  | 1 | TRUE | wye
41 | MV_519_0_load_160 | 90 | 0.19427 | 0.094088 | 0 | 0 |  | 1 | TRUE | wye
42 | MV_519_0_load_155 | 91 | 0.37349 | 0.18089 | 0 | 0 |  | 1 | TRUE | wye
43 | MV_519_0_load_105 | 93 | 0.22453 | 0.10874 | 0 | 0 |  | 1 | TRUE | wye
44 | MV_519_0_load_34 | 96 | 0.19617 | 0.095008 | 0 | 0 |  | 1 | TRUE | wye
45 | MV_519_0_load_46 | 100 | 0.3006 | 0.14559 | 0 | 0 |  | 1 | TRUE | wye
46 | MV_519_0_load_47 | 101 | 0.40503 | 0.19617 | 0 | 0 |  | 1 | TRUE | wye
47 | MV_519_0_load_168 | 102 | 0.34543 | 0.1673 | 0 | 0 |  | 1 | TRUE | wye
48 | MV_519_0_load_152 | 104 | 0.099756 | 0.048314 | 0 | 0 |  | 1 | TRUE | wye
49 | MV_519_0_load_77 | 108 | 0.34201 | 0.16564 | 0 | 0 |  | 1 | TRUE | wye
50 | MV_519_0_load_143 | 110 | 0.28993 | 0.14042 | 0 | 0 |  | 1 | TRUE | wye
51 | MV_519_0_load_129 | 111 | 0.36207 | 0.17536 | 0 | 0 |  | 1 | TRUE | wye
52 | MV_519_0_load_139 | 113 | 0.17042 | 0.082538 | 0 | 0 |  | 1 | TRUE | wye
53 | MV_519_0_load_142 | 114 | 0.10099 | 0.048912 | 0 | 0 |  | 1 | TRUE | wye
54 | MV_519_0_load_165 | 119 | 0.19506 | 0.094473 | 0 | 0 |  | 1 | TRUE | wye
55 | MV_519_0_load_157 | 120 | 0.29627 | 0.14349 | 0 | 0 |  | 1 | TRUE | wye
56 | MV_519_0_load_153 | 122 | 0.38745 | 0.18765 | 0 | 0 |  | 1 | TRUE | wye
57 | MV_519_0_load_55 | 123 | 0.30483 | 0.14764 | 0 | 0 |  | 1 | TRUE | wye
58 | MV_519_0_load_52 | 124 | 0.17079 | 0.082717 | 0 | 0 |  | 1 | TRUE | wye
59 | MV_519_0_load_54 | 126 | 0.070985 | 0.03438 | 0 | 0 |  | 1 | TRUE | wye
60 | MV_519_0_load_144 | 132 | 0.25101 | 0.12157 | 0 | 0 |  | 1 | TRUE | wye
61 | MV_519_0_load_156 | 133 | 0.27415 | 0.13277 | 0 | 0 |  | 1 | TRUE | wye
62 | MV_519_0_load_60 | 135 | 0.21502 | 0.10414 | 0 | 0 |  | 1 | TRUE | wye
63 | MV_519_0_load_121 | 138 | 0.13631 | 0.066017 | 0 | 0 |  | 1 | TRUE | wye
64 | MV_519_0_load_145 | 140 | 0.1069 | 0.051773 | 0 | 0 |  | 1 | TRUE | wye
65 | MV_519_0_load_149 | 142 | 0.19395 | 0.093932 | 0 | 0 |  | 1 | TRUE | wye
66 | MV_519_0_load_104 | 143 | 0.27945 | 0.13534 | 0 | 0 |  | 1 | TRUE | wye
67 | MV_519_0_load_93 | 144 | 0.39494 | 0.19128 | 0 | 0 |  | 1 | TRUE | wye
68 | MV_519_0_load_98 | 146 | 0.28457 | 0.13782 | 0 | 0 |  | 1 | TRUE | wye
69 | MV_519_0_load_147 | 147 | 0.55112 | 0.26692 | 0 | 0 |  | 1 | TRUE | wye
70 | MV_519_0_load_67 | 148 | 0.17544 | 0.084972 | 0 | 0 |  | 1 | TRUE | wye
71 | MV_519_0_load_127 | 150 | 0.098811 | 0.047856 | 0 | 0 |  | 1 | TRUE | wye
72 | MV_519_0_load_126 | 153 | 0.37043 | 0.17941 | 0 | 0 |  | 1 | TRUE | wye
73 | MV_519_0_load_123 | 154 | 0.10143 | 0.049122 | 0 | 0 |  | 1 | TRUE | wye
74 | MV_519_0_load_73 | 155 | 0.41 | 0.19857 | 0 | 0 |  | 1 | TRUE | wye
75 | MV_519_0_load_132 | 158 | 0.10551 | 0.051101 | 0 | 0 |  | 1 | TRUE | wye
76 | MV_519_0_load_134 | 160 | 1.0345 | 0.50102 | 0 | 0 |  | 1 | TRUE | wye

## ext_grid
| name | bus | vm_pu | va_degree | slack_weight | in_service
0 |  | 26 | 1 | 0 | 1 | TRUE

## line
| name | std_type | from_bus | to_bus | length_km | r_ohm_per_km | x_ohm_per_km | c_nf_per_km | g_us_per_km | max_i_ka | df | parallel | type | in_service
0 | MV_519_0_line_0 |  | 0 | 1 | 0.008633 | 0.445 | 0.132 | 190 | 0 | 0.22 | 1 | 1 | cs | TRUE
1 | MV_519_0_line_1 |  | 0 | 2 | 0.7883 | 0.5939 | 0.372 | 9.5 | 0 | 0.21 | 1 | 1 | ol | TRUE
2 | MV_519_0_line_2 |  | 1 | 3 | 0.53537 | 0.445 | 0.132 | 190 | 0 | 0.22 | 1 | 1 | cs | TRUE
3 | MV_519_0_line_3 |  | 2 | 4 | 0.1085 | 0.445 | 0.132 | 190 | 0 | 0.22 | 1 | 1 | cs | TRUE
4 | MV_519_0_line_4 |  | 3 | 5 | 0.62908 | 0.445 | 0.132 | 190 | 0 | 0.22 | 1 | 1 | cs | TRUE
5 | MV_519_0_line_5 |  | 3 | 6 | 0.014497 | 0.5939 | 0.372 | 9.5 | 0 | 0.21 | 1 | 1 | ol | TRUE
6 | MV_519_0_line_6 |  | 4 | 56 | 0.75681 | 0.445 | 0.132 | 190 | 0 | 0.22 | 1 | 1 | cs | TRUE
7 | MV_519_0_line_7 |  | 5 | 7 | 0.048859 | 0.5939 | 0.372 | 9.5 | 0 | 0.21 | 1 | 1 | ol | TRUE
8 | MV_519_0_line_8 |  | 8 | 9 | 0.24816 | 0.5939 | 0.372 | 9.5 | 0 | 0.21 | 1 | 1 | ol | TRUE
9 | MV_519_0_line_9 |  | 9 | 10 | 0.071337 | 0.445 | 0.132 | 190 | 0 | 0.22 | 1 | 1 | cs | TRUE
10 | MV_519_0_line_10 |  | 9 | 11 | 0.42948 | 0.5939 | 0.372 | 9.5 | 0 | 0.21 | 1 | 1 | ol | TRUE
11 | MV_519_0_line_11 |  | 10 | 20 | 0.18134 | 0.445 | 0.132 | 190 | 0 | 0.22 | 1 | 1 | cs | TRUE
12 | MV_519_0_line_12 |  | 10 | 21 | 0.37924 | 0.0515 | 0.029 | 1000 | 0 | 1.276 | 1 | 1 | cs | TRUE
13 | MV_519_0_line_13 |  | 10 | 22 | 0.37571 | 0.0515 | 0.029 | 1000 | 0 | 1.276 | 1 | 1 | cs | TRUE
14 | MV_519_0_line_14 |  | 10 | 18 | 0.25738 | 0.5939 | 0.372 | 9.5 | 0 | 0.21 | 1 | 1 | ol | TRUE
15 | MV_519_0_line_15 |  | 11 | 14 | 0.050089 | 0.445 | 0.132 | 190 | 0 | 0.22 | 1 | 1 | cs | TRUE
16 | MV_519_0_line_16 |  | 12 | 13 | 0.15217 | 0.445 | 0.132 | 190 | 0 | 0.22 | 1 | 1 | cs | TRUE
17 | MV_519_0_line_17 |  | 12 | 14 | 0.44051 | 0.445 | 0.132 | 190 | 0 | 0.22 | 1 | 1 | cs | TRUE
18 | MV_519_0_line_18 |  | 13 | 15 | 1.1912 | 0.5939 | 0.372 | 9.5 | 0 | 0.21 | 1 | 1 | ol | TRUE
19 | MV_519_0_line_19 |  | 15 | 39 | 0.0382 | 0.445 | 0.132 | 190 | 0 | 0.22 | 1 | 1 | cs | TRUE
20 | MV_519_0_line_20 |  | 16 | 17 | 0.071833 | 0.161 | 0.117 | 273 | 0 | 0.362 | 1 | 1 | cs | TRUE
21 | MV_519_0_line_21 |  | 17 | 35 | 0.21991 | 0.103 | 0.058 | 500 | 0 | 0.638 | 1 | 1 | cs | TRUE
22 | MV_519_0_line_22 |  | 18 | 19 | 0.027906 | 0.445 | 0.132 | 190 | 0 | 0.22 | 1 | 1 | cs | TRUE
23 | MV_519_0_line_23 |  | 20 | 23 | 0.049948 | 0.5939 | 0.372 | 9.5 | 0 | 0.21 | 1 | 1 | ol | TRUE
24 | MV_519_0_line_24 |  | 21 | 27 | 0.077219 | 0.445 | 0.132 | 190 | 0 | 0.22 | 1 | 1 | cs | TRUE
25 | MV_519_0_line_25 |  | 21 | 24 | 0.50267 | 0.0515 | 0.029 | 1000 | 0 | 1.276 | 1 | 1 | cs | TRUE
26 | MV_519_0_line_26 |  | 22 | 30 | 0.039107 | 0.445 | 0.132 | 190 | 0 | 0.22 | 1 | 1 | cs | TRUE
27 | MV_519_0_line_27 |  | 22 | 28 | 0.080291 | 0.0515 | 0.029 | 1000 | 0 | 1.276 | 1 | 1 | cs | TRUE
28 | MV_519_0_line_28 |  | 24 | 25 | 0.09961 | 0.0595 | 0.16 | 22 | 0 | 1.29 | 1 | 1 | ol | TRUE
29 | MV_519_0_line_29 |  | 24 | 26 | 0.60269 | 0.0595 | 0.16 | 22 | 0 | 1.29 | 1 | 1 | ol | TRUE
30 | MV_519_0_line_30 |  | 25 | 31 | 0.042764 | 0.161 | 0.117 | 273 | 0 | 0.362 | 1 | 1 | cs | TRUE
31 | MV_519_0_line_31 |  | 26 | 33 | 0.15541 | 0.445 | 0.132 | 190 | 0 | 0.22 | 1 | 1 | cs | TRUE
32 | MV_519_0_line_32 |  | 28 | 29 | 0.046158 | 0.0515 | 0.029 | 1000 | 0 | 1.276 | 1 | 1 | cs | TRUE
33 | MV_519_0_line_33 |  | 29 | 37 | 0.02926 | 0.0515 | 0.029 | 1000 | 0 | 1.276 | 1 | 1 | cs | TRUE
34 | MV_519_0_line_34 |  | 30 | 38 | 0.011237 | 0.445 | 0.132 | 190 | 0 | 0.22 | 1 | 1 | cs | TRUE
35 | MV_519_0_line_35 |  | 31 | 32 | 0.16574 | 0.306 | 0.35 | 10 | 0 | 0.35 | 1 | 1 | ol | TRUE
36 | MV_519_0_line_36 |  | 32 | 145 | 0.5565 | 0.445 | 0.132 | 190 | 0 | 0.22 | 1 | 1 | cs | TRUE
37 | MV_519_0_line_37 |  | 32 | 144 | 0.05848 | 0.445 | 0.132 | 190 | 0 | 0.22 | 1 | 1 | cs | TRUE
38 | MV_519_0_line_38 |  | 33 | 95 | 0.15363 | 0.445 | 0.132 | 190 | 0 | 0.22 | 1 | 1 | cs | TRUE
39 | MV_519_0_line_39 |  | 33 | 139 | 0.048666 | 0.445 | 0.132 | 190 | 0 | 0.22 | 1 | 1 | cs | TRUE
40 | MV_519_0_line_40 |  | 34 | 35 | 0.028063 | 0.0515 | 0.029 | 1000 | 0 | 1.276 | 1 | 1 | cs | TRUE
41 | MV_519_0_line_41 |  | 34 | 36 | 0.40838 | 0.0595 | 0.16 | 22 | 0 | 1.29 | 1 | 1 | ol | TRUE
42 | MV_519_0_line_42 |  | 35 | 45 | 0.22125 | 0.0515 | 0.029 | 1000 | 0 | 1.276 | 1 | 1 | cs | TRUE
43 | MV_519_0_line_43 |  | 36 | 48 | 0.053613 | 0.0515 | 0.029 | 1000 | 0 | 1.276 | 1 | 1 | cs | TRUE
44 | MV_519_0_line_44 |  | 36 | 37 | 0.074781 | 0.0515 | 0.029 | 1000 | 0 | 1.276 | 1 | 1 | cs | TRUE
45 | MV_519_0_line_45 |  | 38 | 46 | 0.0099362 | 0.445 | 0.132 | 190 | 0 | 0.22 | 1 | 1 | cs | TRUE
46 | MV_519_0_line_46 |  | 39 | 40 | 0.34412 | 0.445 | 0.132 | 190 | 0 | 0.22 | 1 | 1 | cs | TRUE
47 | MV_519_0_line_47 |  | 40 | 43 | 0.055179 | 0.5939 | 0.372 | 9.5 | 0 | 0.21 | 1 | 1 | ol | TRUE
48 | MV_519_0_line_48 |  | 41 | 42 | 0.061342 | 0.445 | 0.132 | 190 | 0 | 0.22 | 1 | 1 | cs | TRUE
49 | MV_519_0_line_49 |  | 42 | 85 | 0.22909 | 0.445 | 0.132 | 190 | 0 | 0.22 | 1 | 1 | cs | TRUE
50 | MV_519_0_line_50 |  | 43 | 44 | 0.023354 | 0.445 | 0.132 | 190 | 0 | 0.22 | 1 | 1 | cs | TRUE
51 | MV_519_0_line_51 |  | 45 | 50 | 0.023551 | 0.0515 | 0.029 | 1000 | 0 | 1.276 | 1 | 1 | cs | TRUE
52 | MV_519_0_line_52 |  | 46 | 47 | 0.016284 | 0.445 | 0.132 | 190 | 0 | 0.22 | 1 | 1 | cs | TRUE
53 | MV_519_0_line_53 |  | 48 | 49 | 0.010627 | 0.0515 | 0.029 | 1000 | 0 | 1.276 | 1 | 1 | cs | TRUE
54 | MV_519_0_line_54 |  | 49 | 112 | 0.44443 | 0.0595 | 0.16 | 22 | 0 | 1.29 | 1 | 1 | ol | TRUE
55 | MV_519_0_line_55 |  | 50 | 51 | 0.070619 | 0.0515 | 0.029 | 1000 | 0 | 1.276 | 1 | 1 | cs | TRUE
56 | MV_519_0_line_56 |  | 51 | 97 | 0.10211 | 0.0515 | 0.029 | 1000 | 0 | 1.276 | 1 | 1 | cs | TRUE
57 | MV_519_0_line_57 |  | 52 | 53 | 0.005132 | 0.445 | 0.132 | 190 | 0 | 0.22 | 1 | 1 | cs | TRUE
58 | MV_519_0_line_58 |  | 53 | 54 | 0.072972 | 0.445 | 0.132 | 190 | 0 | 0.22 | 1 | 1 | cs | TRUE
59 | MV_519_0_line_59 |  | 53 | 55 | 0.063285 | 0.445 | 0.132 | 190 | 0 | 0.22 | 1 | 1 | cs | TRUE
60 | MV_519_0_line_60 |  | 54 | 58 | 0.017842 | 0.445 | 0.132 | 190 | 0 | 0.22 | 1 | 1 | cs | TRUE
61 | MV_519_0_line_61 |  | 54 | 56 | 0.099276 | 0.445 | 0.132 | 190 | 0 | 0.22 | 1 | 1 | cs | TRUE
62 | MV_519_0_line_62 |  | 55 | 59 | 0.015664 | 0.445 | 0.132 | 190 | 0 | 0.22 | 1 | 1 | cs | TRUE
63 | MV_519_0_line_63 |  | 56 | 57 | 0.051693 | 0.445 | 0.132 | 190 | 0 | 0.22 | 1 | 1 | cs | TRUE
64 | MV_519_0_line_64 |  | 58 | 60 | 0.069549 | 0.445 | 0.132 | 190 | 0 | 0.22 | 1 | 1 | cs | TRUE
65 | MV_519_0_line_65 |  | 60 | 103 | 0.089287 | 0.445 | 0.132 | 190 | 0 | 0.22 | 1 | 1 | cs | TRUE
66 | MV_519_0_line_66 |  | 61 | 62 | 0.051562 | 0.445 | 0.132 | 190 | 0 | 0.22 | 1 | 1 | cs | TRUE
67 | MV_519_0_line_67 |  | 61 | 63 | 0.033041 | 0.445 | 0.132 | 190 | 0 | 0.22 | 1 | 1 | cs | TRUE
68 | MV_519_0_line_68 |  | 62 | 64 | 0.14725 | 0.445 | 0.132 | 190 | 0 | 0.22 | 1 | 1 | cs | TRUE
69 | MV_519_0_line_69 |  | 63 | 65 | 0.045402 | 0.445 | 0.132 | 190 | 0 | 0.22 | 1 | 1 | cs | TRUE
70 | MV_519_0_line_70 |  | 64 | 66 | 0.11655 | 0.445 | 0.132 | 190 | 0 | 0.22 | 1 | 1 | cs | TRUE
71 | MV_519_0_line_71 |  | 64 | 67 | 0.12455 | 0.445 | 0.132 | 190 | 0 | 0.22 | 1 | 1 | cs | TRUE
72 | MV_519_0_line_72 |  | 64 | 68 | 0.039675 | 0.445 | 0.132 | 190 | 0 | 0.22 | 1 | 1 | cs | TRUE
73 | MV_519_0_line_73 |  | 65 | 71 | 0.048096 | 0.445 | 0.132 | 190 | 0 | 0.22 | 1 | 1 | cs | TRUE
74 | MV_519_0_line_74 |  | 66 | 69 | 0.033175 | 0.445 | 0.132 | 190 | 0 | 0.22 | 1 | 1 | cs | TRUE
75 | MV_519_0_line_75 |  | 67 | 70 | 0.004938 | 0.445 | 0.132 | 190 | 0 | 0.22 | 1 | 1 | cs | TRUE
76 | MV_519_0_line_76 |  | 68 | 94 | 0.024416 | 0.445 | 0.132 | 190 | 0 | 0.22 | 1 | 1 | cs | TRUE
77 | MV_519_0_line_77 |  | 70 | 95 | 0.055744 | 0.445 | 0.132 | 190 | 0 | 0.22 | 1 | 1 | cs | TRUE
78 | MV_519_0_line_78 |  | 72 | 73 | 0.020483 | 0.445 | 0.132 | 190 | 0 | 0.22 | 1 | 1 | cs | TRUE
79 | MV_519_0_line_79 |  | 73 | 74 | 0.18675 | 0.445 | 0.132 | 190 | 0 | 0.22 | 1 | 1 | cs | TRUE
80 | MV_519_0_line_80 |  | 74 | 75 | 0.15232 | 0.5939 | 0.372 | 9.5 | 0 | 0.21 | 1 | 1 | ol | TRUE
81 | MV_519_0_line_81 |  | 75 | 76 | 0.050573 | 0.445 | 0.132 | 190 | 0 | 0.22 | 1 | 1 | cs | TRUE
82 | MV_519_0_line_82 |  | 76 | 77 | 0.060888 | 0.445 | 0.132 | 190 | 0 | 0.22 | 1 | 1 | cs | TRUE
83 | MV_519_0_line_83 |  | 76 | 78 | 0.37359 | 0.445 | 0.132 | 190 | 0 | 0.22 | 1 | 1 | cs | TRUE
84 | MV_519_0_line_84 |  | 77 | 79 | 0.60389 | 0.445 | 0.132 | 190 | 0 | 0.22 | 1 | 1 | cs | TRUE
85 | MV_519_0_line_85 |  | 77 | 80 | 0.70833 | 0.445 | 0.132 | 190 | 0 | 0.22 | 1 | 1 | cs | TRUE
86 | MV_519_0_line_86 |  | 77 | 81 | 0.050804 | 0.445 | 0.132 | 190 | 0 | 0.22 | 1 | 1 | cs | TRUE
87 | MV_519_0_line_87 |  | 78 | 91 | 0.005604 | 0.445 | 0.132 | 190 | 0 | 0.22 | 1 | 1 | cs | TRUE
88 | MV_519_0_line_88 |  | 78 | 92 | 0.36873 | 0.445 | 0.132 | 190 | 0 | 0.22 | 1 | 1 | cs | TRUE
89 | MV_519_0_line_89 |  | 79 | 82 | 0.703 | 0.445 | 0.132 | 190 | 0 | 0.22 | 1 | 1 | cs | TRUE
90 | MV_519_0_line_90 |  | 79 | 83 | 0.058767 | 0.5939 | 0.372 | 9.5 | 0 | 0.21 | 1 | 1 | ol | TRUE
91 | MV_519_0_line_91 |  | 80 | 84 | 1.0119 | 0.445 | 0.132 | 190 | 0 | 0.22 | 1 | 1 | cs | TRUE
92 | MV_519_0_line_92 |  | 80 | 93 | 0.07575 | 0.5939 | 0.372 | 9.5 | 0 | 0.21 | 1 | 1 | ol | TRUE
93 | MV_519_0_line_93 |  | 82 | 90 | 0.030199 | 0.445 | 0.132 | 190 | 0 | 0.22 | 1 | 1 | cs | TRUE
94 | MV_519_0_line_94 |  | 82 | 88 | 0.40848 | 0.445 | 0.132 | 190 | 0 | 0.22 | 1 | 1 | cs | TRUE
95 | MV_519_0_line_95 |  | 84 | 85 | 0.74773 | 0.445 | 0.132 | 190 | 0 | 0.22 | 1 | 1 | cs | TRUE
96 | MV_519_0_line_96 |  | 84 | 86 | 0.67719 | 0.445 | 0.132 | 190 | 0 | 0.22 | 1 | 1 | cs | TRUE
97 | MV_519_0_line_97 |  | 84 | 87 | 0.042903 | 0.5939 | 0.372 | 9.5 | 0 | 0.21 | 1 | 1 | ol | TRUE
98 | MV_519_0_line_98 |  | 85 | 147 | 0.059031 | 0.445 | 0.132 | 190 | 0 | 0.22 | 1 | 1 | cs | TRUE
99 | MV_519_0_line_99 |  | 86 | 146 | 0.10663 | 0.445 | 0.132 | 190 | 0 | 0.22 | 1 | 1 | cs | TRUE
100 | MV_519_0_line_100 |  | 88 | 89 | 0.046431 | 0.445 | 0.132 | 190 | 0 | 0.22 | 1 | 1 | cs | TRUE
101 | MV_519_0_line_101 |  | 92 | 141 | 0.31011 | 0.445 | 0.132 | 190 | 0 | 0.22 | 1 | 1 | cs | TRUE
102 | MV_519_0_line_102 |  | 92 | 142 | 0.043944 | 0.5939 | 0.372 | 9.5 | 0 | 0.21 | 1 | 1 | ol | TRUE
103 | MV_519_0_line_103 |  | 94 | 105 | 0.14348 | 0.445 | 0.132 | 190 | 0 | 0.22 | 1 | 1 | cs | TRUE
104 | MV_519_0_line_104 |  | 94 | 103 | 0.14724 | 0.445 | 0.132 | 190 | 0 | 0.22 | 1 | 1 | cs | TRUE
105 | MV_519_0_line_105 |  | 96 | 97 | 0.00705 | 0.445 | 0.132 | 190 | 0 | 0.22 | 1 | 1 | cs | TRUE
106 | MV_519_0_line_106 |  | 97 | 98 | 0.30783 | 0.0515 | 0.029 | 1000 | 0 | 1.276 | 1 | 1 | cs | TRUE
107 | MV_519_0_line_107 |  | 97 | 99 | 0.28501 | 0.445 | 0.132 | 190 | 0 | 0.22 | 1 | 1 | cs | TRUE
108 | MV_519_0_line_108 |  | 98 | 100 | 0.025673 | 0.5939 | 0.372 | 9.5 | 0 | 0.21 | 1 | 1 | ol | TRUE
109 | MV_519_0_line_109 |  | 98 | 101 | 0.18678 | 0.0595 | 0.16 | 22 | 0 | 1.29 | 1 | 1 | ol | TRUE
110 | MV_519_0_line_110 |  | 99 | 102 | 0.007956 | 0.445 | 0.132 | 190 | 0 | 0.22 | 1 | 1 | cs | TRUE
111 | MV_519_0_line_111 |  | 100 | 114 | 0.15205 | 0.5939 | 0.372 | 9.5 | 0 | 0.21 | 1 | 1 | ol | TRUE
112 | MV_519_0_line_112 |  | 101 | 115 | 0.004333 | 0.061 | 0.056 | 608 | 0 | 0.842 | 1 | 1 | cs | TRUE
113 | MV_519_0_line_113 |  | 103 | 104 | 0.1835 | 0.445 | 0.132 | 190 | 0 | 0.22 | 1 | 1 | cs | TRUE
114 | MV_519_0_line_114 |  | 105 | 111 | 0.0032752 | 0.445 | 0.132 | 190 | 0 | 0.22 | 1 | 1 | cs | TRUE
115 | MV_519_0_line_115 |  | 106 | 107 | 0.25571 | 0.061 | 0.056 | 608 | 0 | 0.842 | 1 | 1 | cs | TRUE
116 | MV_519_0_line_116 |  | 106 | 108 | 0.006487 | 0.061 | 0.056 | 608 | 0 | 0.842 | 1 | 1 | cs | TRUE
117 | MV_519_0_line_117 |  | 107 | 109 | 0.24306 | 0.061 | 0.056 | 608 | 0 | 0.842 | 1 | 1 | cs | TRUE
118 | MV_519_0_line_118 |  | 107 | 110 | 0.041053 | 0.103 | 0.058 | 500 | 0 | 0.638 | 1 | 1 | cs | TRUE
119 | MV_519_0_line_119 |  | 108 | 117 | 0.018722 | 0.061 | 0.056 | 608 | 0 | 0.842 | 1 | 1 | cs | TRUE
120 | MV_519_0_line_120 |  | 109 | 112 | 0.26347 | 0.061 | 0.056 | 608 | 0 | 0.842 | 1 | 1 | cs | TRUE
121 | MV_519_0_line_121 |  | 109 | 113 | 0.043642 | 0.445 | 0.132 | 190 | 0 | 0.22 | 1 | 1 | cs | TRUE
122 | MV_519_0_line_122 |  | 111 | 118 | 0.035094 | 0.445 | 0.132 | 190 | 0 | 0.22 | 1 | 1 | cs | TRUE
123 | MV_519_0_line_123 |  | 112 | 119 | 0.088338 | 0.0595 | 0.16 | 22 | 0 | 1.29 | 1 | 1 | ol | TRUE
124 | MV_519_0_line_124 |  | 115 | 116 | 0.59467 | 0.061 | 0.056 | 608 | 0 | 0.842 | 1 | 1 | cs | TRUE
125 | MV_519_0_line_125 |  | 116 | 120 | 0.027517 | 0.1188 | 0.172 | 20.6 | 0 | 0.82 | 1 | 1 | ol | TRUE
126 | MV_519_0_line_126 |  | 116 | 121 | 0.36109 | 0.1188 | 0.172 | 20.6 | 0 | 0.82 | 1 | 1 | ol | TRUE
127 | MV_519_0_line_127 |  | 117 | 151 | 0.5576 | 0.061 | 0.056 | 608 | 0 | 0.842 | 1 | 1 | cs | TRUE
128 | MV_519_0_line_128 |  | 117 | 149 | 0.36052 | 0.061 | 0.056 | 608 | 0 | 0.842 | 1 | 1 | cs | TRUE
129 | MV_519_0_line_129 |  | 118 | 157 | 0.17424 | 0.445 | 0.132 | 190 | 0 | 0.22 | 1 | 1 | cs | TRUE
130 | MV_519_0_line_130 |  | 121 | 123 | 0.017348 | 0.061 | 0.056 | 608 | 0 | 0.842 | 1 | 1 | cs | TRUE
131 | MV_519_0_line_131 |  | 122 | 123 | 0.13925 | 0.5939 | 0.372 | 9.5 | 0 | 0.21 | 1 | 1 | ol | TRUE
132 | MV_519_0_line_132 |  | 124 | 125 | 0.011569 | 0.445 | 0.132 | 190 | 0 | 0.22 | 1 | 1 | cs | TRUE
133 | MV_519_0_line_133 |  | 125 | 126 | 0.010519 | 0.445 | 0.132 | 190 | 0 | 0.22 | 1 | 1 | cs | TRUE
134 | MV_519_0_line_134 |  | 126 | 127 | 0.0016182 | 0.445 | 0.132 | 190 | 0 | 0.22 | 1 | 1 | cs | TRUE
135 | MV_519_0_line_135 |  | 127 | 128 | 0.61599 | 0.061 | 0.056 | 608 | 0 | 0.842 | 1 | 1 | cs | TRUE
136 | MV_519_0_line_136 |  | 127 | 129 | 0.85983 | 0.061 | 0.056 | 608 | 0 | 0.842 | 1 | 1 | cs | TRUE
137 | MV_519_0_line_137 |  | 128 | 155 | 0.056689 | 0.1188 | 0.172 | 20.6 | 0 | 0.82 | 1 | 1 | ol | TRUE
138 | MV_519_0_line_138 |  | 129 | 134 | 1.2514 | 0.061 | 0.056 | 608 | 0 | 0.842 | 1 | 1 | cs | TRUE
139 | MV_519_0_line_139 |  | 129 | 138 | 0.022441 | 0.445 | 0.132 | 190 | 0 | 0.22 | 1 | 1 | cs | TRUE
140 | MV_519_0_line_140 |  | 130 | 131 | 0.33954 | 0.161 | 0.117 | 273 | 0 | 0.362 | 1 | 1 | cs | TRUE
141 | MV_519_0_line_141 |  | 130 | 132 | 0.026378 | 0.445 | 0.132 | 190 | 0 | 0.22 | 1 | 1 | cs | TRUE
142 | MV_519_0_line_142 |  | 131 | 133 | 0.041169 | 0.103 | 0.058 | 500 | 0 | 0.638 | 1 | 1 | cs | TRUE
143 | MV_519_0_line_143 |  | 133 | 134 | 0.004317 | 0.103 | 0.058 | 500 | 0 | 0.638 | 1 | 1 | cs | TRUE
144 | MV_519_0_line_144 |  | 134 | 156 | 0.057237 | 0.061 | 0.056 | 608 | 0 | 0.842 | 1 | 1 | cs | TRUE
145 | MV_519_0_line_145 |  | 135 | 136 | 0.004674 | 0.445 | 0.132 | 190 | 0 | 0.22 | 1 | 1 | cs | TRUE
146 | MV_519_0_line_146 |  | 136 | 137 | 0.019431 | 0.445 | 0.132 | 190 | 0 | 0.22 | 1 | 1 | cs | TRUE
147 | MV_519_0_line_147 |  | 137 | 138 | 0.025132 | 0.445 | 0.132 | 190 | 0 | 0.22 | 1 | 1 | cs | TRUE
148 | MV_519_0_line_148 |  | 139 | 140 | 0.057018 | 0.445 | 0.132 | 190 | 0 | 0.22 | 1 | 1 | cs | TRUE
149 | MV_519_0_line_149 |  | 141 | 143 | 0.10964 | 0.5939 | 0.372 | 9.5 | 0 | 0.21 | 1 | 1 | ol | TRUE
150 | MV_519_0_line_150 |  | 143 | 145 | 0.055738 | 0.445 | 0.132 | 190 | 0 | 0.22 | 1 | 1 | cs | TRUE
151 | MV_519_0_line_151 |  | 148 | 149 | 0.002999 | 0.061 | 0.056 | 608 | 0 | 0.842 | 1 | 1 | cs | TRUE
152 | MV_519_0_line_152 |  | 149 | 150 | 0.13301 | 0.1188 | 0.172 | 20.6 | 0 | 0.82 | 1 | 1 | ol | TRUE
153 | MV_519_0_line_153 |  | 151 | 152 | 0.13436 | 0.061 | 0.056 | 608 | 0 | 0.842 | 1 | 1 | cs | TRUE
154 | MV_519_0_line_154 |  | 151 | 153 | 0.085425 | 0.445 | 0.132 | 190 | 0 | 0.22 | 1 | 1 | cs | TRUE
155 | MV_519_0_line_155 |  | 152 | 154 | 0.034824 | 0.061 | 0.056 | 608 | 0 | 0.842 | 1 | 1 | cs | TRUE
156 | MV_519_0_line_156 |  | 154 | 156 | 0.034301 | 0.061 | 0.056 | 608 | 0 | 0.842 | 1 | 1 | cs | TRUE
157 | MV_519_0_line_157 |  | 157 | 158 | 0.031425 | 0.445 | 0.132 | 190 | 0 | 0.22 | 1 | 1 | cs | TRUE
158 | MV_519_0_line_158 |  | 158 | 159 | 0.035809 | 0.445 | 0.132 | 190 | 0 | 0.22 | 1 | 1 | cs | TRUE
159 | MV_519_0_line_159 |  | 159 | 160 | 0.050811 | 0.445 | 0.132 | 190 | 0 | 0.22 | 1 | 1 | cs | TRUE

## trafo
| name | std_type | hv_bus | lv_bus | sn_mva | vn_hv_kv | vn_lv_kv | vk_percent | vkr_percent | pfe_kw | i0_percent | shift_degree | tap_side | tap_neutral | tap_min | tap_max | tap_step_percent | tap_step_degree | tap_pos | tap_phase_shifter | parallel | df | in_service
0 | MV_519_0_trafo_136 | 25 MVA 110/20 kV | 161 | 26 | 25 | 110 | 20 | 12 | 0.41 | 14 | 0.07 | 150 | hv | 0 | -9 | 9 | 1.5 | 0 | 0 | FALSE | 1 | 1 | TRUE

## bus_geodata
| x | y | coords
0 | 2671885.9427 | 1253576.3057
1 | 2671885.6476 | 1253583.8298
2 | 2671240.5094 | 1253123.7146
3 | 2672038.5572 | 1253441.5944
4 | 2671158.1298 | 1253194.0981
5 | 2672076.448 | 1253814.3492
6 | 2672025.0617 | 1253446.8897
7 | 2672030.6169 | 1253831.282
8 | 2668636.8326 | 1253933.1027
9 | 2668884.6781 | 1253945.5991
10 | 2668946.7771 | 1253910.1735
11 | 2668903.843 | 1254374.6551
12 | 2668670.1467 | 1254485.6667
13 | 2668562.8995 | 1254593.481
14 | 2668861.8396 | 1254400.9858
15 | 2667515.2858 | 1255160.5265
16 | 2669243.1716 | 1253348.6791
17 | 2669260.8451 | 1253285.3177
18 | 2668823.4186 | 1253684.2871
19 | 2668835.9244 | 1253659.3254
20 | 2669075.5959 | 1253803.0075
21 | 2669217.4117 | 1254023.0886
22 | 2669156.3939 | 1253891.6252
23 | 2669118.6786 | 1253777.736
24 | 2669482.8518 | 1254169.5462
25 | 2669531.0106 | 1254256.7412
26 | 2669878.6732 | 1253715.0605
27 | 2669184.6057 | 1253953.5645
28 | 2669173.82 | 1253842.1261
29 | 2669209.7461 | 1253813.4887
30 | 2669182.3875 | 1253907.8895
31 | 2669544.8272 | 1254296.3321
32 | 2669652.8246 | 1254422.0588
33 | 2669970.6167 | 1253797.194
34 | 2669340.9978 | 1253384.9716
35 | 2669362.481 | 1253366.8432
36 | 2669288.1937 | 1253789.9247
37 | 2669234.8931 | 1253798.5301
38 | 2669192.3743 | 1253902.7377
39 | 2667489.1121 | 1255132.6302
40 | 2667409.8565 | 1254988.7569
41 | 2668697.7681 | 1255570.9868
42 | 2668741.5922 | 1255529.3538
43 | 2667364.1326 | 1254957.87
44 | 2667351.4924 | 1254977.5294
45 | 2669444.9556 | 1253209.084
46 | 2669201.2049 | 1253898.1824
47 | 2669215.6772 | 1253890.7168
48 | 2669324.6011 | 1253829.2795
49 | 2669331.8177 | 1253837.0803
50 | 2669455.4802 | 1253188.0032
51 | 2669489.9039 | 1253126.2955
52 | 2670485.175 | 1253601.2394
53 | 2670489.2788 | 1253598.1415
54 | 2670442.2664 | 1253567.4935
55 | 2670510.3782 | 1253651.7649
56 | 2670520.1885 | 1253533.8071
57 | 2670487.869 | 1253493.4599
58 | 2670429.092 | 1253555.4615
59 | 2670496.3958 | 1253658.8258
60 | 2670377.6456 | 1253601.984
61 | 2670245.198 | 1253891.1334
62 | 2670281.0562 | 1253855.1436
63 | 2670215.5829 | 1253905.237
64 | 2670238.9583 | 1253728.9527
65 | 2670187.8697 | 1253877.2995
66 | 2670212.9618 | 1253811.3267
67 | 2670128.3246 | 1253737.8265
68 | 2670256.9275 | 1253697.0621
69 | 2670189.6647 | 1253787.7089
70 | 2670129.5052 | 1253742.6217
71 | 2670221.7585 | 1253843.1707
72 | 2670040.8706 | 1254721.8942
73 | 2670026.595 | 1254736.5828
74 | 2669956.2015 | 1254865.7007
75 | 2669848.1091 | 1254973.0257
76 | 2669879.3995 | 1255012.6681
77 | 2669919.9651 | 1255053.1763
78 | 2669705.3174 | 1255105.0066
79 | 2670238.9765 | 1255214.0677
80 | 2669500.2218 | 1255176.2599
81 | 2669956.7949 | 1255018.1822
82 | 2670309.9806 | 1255698.6087
83 | 2670286.2196 | 1255249.0202
84 | 2669482.9723 | 1255514.7377
85 | 2668848.2706 | 1255620.0811
86 | 2669233.7045 | 1255301.2745
87 | 2669441.3841 | 1255504.1979
88 | 2670045.7078 | 1255469.9661
89 | 2670014.7074 | 1255452.0309
90 | 2670336.8554 | 1255712.538
91 | 2669710.7684 | 1255104.6149
92 | 2669574.1971 | 1255012.7313
93 | 2669553.3711 | 1255230.2341
94 | 2670274.7323 | 1253680.4306
95 | 2670078.7187 | 1253760.5005
96 | 2669532.1522 | 1253049.9137
97 | 2669537.8456 | 1253054.0946
98 | 2669670.9881 | 1252889.7842
99 | 2669663.628 | 1253200.4556
100 | 2669693.2344 | 1252902.5995
101 | 2669769.4792 | 1252731.0839
102 | 2669662.8228 | 1253192.5738
103 | 2670306.6211 | 1253605.2098
104 | 2670266.5089 | 1253531.5806
105 | 2670348.8047 | 1253745.7348
106 | 2670045.8123 | 1253107.5493
107 | 2669947.8758 | 1253216.6158
108 | 2670050.1555 | 1253102.7193
109 | 2669825.194 | 1253362.0853
110 | 2669915.8043 | 1253191.2188
111 | 2670349.8212 | 1253748.8482
112 | 2669661.4338 | 1253538.9637
113 | 2669841.5224 | 1253325.9355
114 | 2669831.2834 | 1252966.3247
115 | 2669772.5938 | 1252728.0628
116 | 2669593.2521 | 1252468.1221
117 | 2670062.7628 | 1253088.8472
118 | 2670359.1708 | 1253782.6402
119 | 2669597.3871 | 1253478.1226
120 | 2669567.9311 | 1252457.3504
121 | 2669950.4239 | 1252415.0666
122 | 2669846.1589 | 1252313.1856
123 | 2669956.089 | 1252398.666
124 | 2670531.207 | 1252393.8681
125 | 2670538.5137 | 1252384.8819
126 | 2670545.1516 | 1252376.7216
127 | 2670546.1727 | 1252375.4662
128 | 2670263.5877 | 1252322.0595
129 | 2670771.4728 | 1252761.0203
130 | 2670154.6149 | 1252692.4138
131 | 2670226.1084 | 1252625.7346
132 | 2670136.9087 | 1252711.9657
133 | 2670253.2619 | 1252655.5447
134 | 2670256.5031 | 1252658.4074
135 | 2670772.3973 | 1252809.3219
136 | 2670768.7575 | 1252806.3763
137 | 2670750.345 | 1252800.0074
138 | 2670756.2426 | 1252777.5017
139 | 2669965.4002 | 1253764.8756
140 | 2669939.9707 | 1253713.8422
141 | 2669475.8497 | 1254789.3145
142 | 2669561.7755 | 1255054.8828
143 | 2669523.9216 | 1254690.7734
144 | 2669710.9018 | 1254430.2478
145 | 2669536.6023 | 1254636.8719
146 | 2669152.0205 | 1255369.8126
147 | 2668805.8801 | 1255661.1626
148 | 2670281.9447 | 1253047.9687
149 | 2670279.7322 | 1253049.9995
150 | 2670217.6698 | 1253167.6435
151 | 2670260.7761 | 1252826.8132
152 | 2670285.3888 | 1252732.9927
153 | 2670280.9942 | 1252904.8872
154 | 2670260.2909 | 1252708.8634
155 | 2670207.0678 | 1252317.6866
156 | 2670235.7683 | 1252684.8808
157 | 2670448.8147 | 1253899.8684
158 | 2670475.6926 | 1253883.5857
159 | 2670506.1608 | 1253870.329
160 | 2670524.0109 | 1253822.9292
161 | 2669878.6732 | 1253715.0605

## line_std_types
| c_nf_per_km | r_ohm_per_km | x_ohm_per_km | max_i_ka | type | q_mm2 | alpha | voltage_rating
NAYY 4x50 SE | 210 | 0.642 | 0.083 | 0.142 | cs | 50 | 0.00403 | LV
NAYY 4x120 SE | 264 | 0.225 | 0.08 | 0.242 | cs | 120 | 0.00403 | LV
NAYY 4x150 SE | 261 | 0.208 | 0.08 | 0.27 | cs | 150 | 0.00403 | LV
NA2XS2Y 1x95 RM/25 12/20 kV | 216 | 0.313 | 0.132 | 0.252 | cs | 95 | 0.00403 | MV
NA2XS2Y 1x185 RM/25 12/20 kV | 273 | 0.161 | 0.117 | 0.362 | cs | 185 | 0.00403 | MV
NA2XS2Y 1x240 RM/25 12/20 kV | 304 | 0.122 | 0.112 | 0.421 | cs | 240 | 0.00403 | MV
NA2XS2Y 1x95 RM/25 6/10 kV | 315 | 0.313 | 0.123 | 0.249 | cs | 95 | 0.00403 | MV
NA2XS2Y 1x185 RM/25 6/10 kV | 406 | 0.161 | 0.11 | 0.358 | cs | 185 | 0.00403 | MV
NA2XS2Y 1x240 RM/25 6/10 kV | 456 | 0.122 | 0.105 | 0.416 | cs | 240 | 0.00403 | MV
NA2XS2Y 1x150 RM/25 12/20 kV | 250 | 0.206 | 0.116 | 0.319 | cs | 150 | 0.00403 | MV
NA2XS2Y 1x120 RM/25 12/20 kV | 230 | 0.253 | 0.119 | 0.283 | cs | 120 | 0.00403 | MV
NA2XS2Y 1x70 RM/25 12/20 kV | 190 | 0.443 | 0.132 | 0.22 | cs | 70 | 0.00403 | MV
NA2XS2Y 1x150 RM/25 6/10 kV | 360 | 0.206 | 0.11 | 0.315 | cs | 150 | 0.00403 | MV
NA2XS2Y 1x120 RM/25 6/10 kV | 340 | 0.253 | 0.113 | 0.28 | cs | 120 | 0.00403 | MV
NA2XS2Y 1x70 RM/25 6/10 kV | 280 | 0.443 | 0.123 | 0.217 | cs | 70 | 0.00403 | MV
N2XS(FL)2Y 1x120 RM/35 64/110 kV | 112 | 0.153 | 0.166 | 0.366 | cs | 120 | 0.00393 | HV
N2XS(FL)2Y 1x185 RM/35 64/110 kV | 125 | 0.099 | 0.156 | 0.457 | cs | 185 | 0.00393 | HV
N2XS(FL)2Y 1x240 RM/35 64/110 kV | 135 | 0.075 | 0.149 | 0.526 | cs | 240 | 0.00393 | HV
N2XS(FL)2Y 1x300 RM/35 64/110 kV | 144 | 0.06 | 0.144 | 0.588 | cs | 300 | 0.00393 | HV
15-AL1/3-ST1A 0.4 | 11 | 1.8769 | 0.35 | 0.105 | ol | 16 | 0.00403 | LV
24-AL1/4-ST1A 0.4 | 11.25 | 1.2012 | 0.335 | 0.14 | ol | 24 | 0.00403 | LV
48-AL1/8-ST1A 0.4 | 12.2 | 0.5939 | 0.3 | 0.21 | ol | 48 | 0.00403 | LV
94-AL1/15-ST1A 0.4 | 13.2 | 0.306 | 0.29 | 0.35 | ol | 94 | 0.00403 | LV
34-AL1/6-ST1A 10.0 | 9.7 | 0.8342 | 0.36 | 0.17 | ol | 34 | 0.00403 | MV
48-AL1/8-ST1A 10.0 | 10.1 | 0.5939 | 0.35 | 0.21 | ol | 48 | 0.00403 | MV
70-AL1/11-ST1A 10.0 | 10.4 | 0.4132 | 0.339 | 0.29 | ol | 70 | 0.00403 | MV
94-AL1/15-ST1A 10.0 | 10.75 | 0.306 | 0.33 | 0.35 | ol | 94 | 0.00403 | MV
122-AL1/20-ST1A 10.0 | 11.1 | 0.2376 | 0.323 | 0.41 | ol | 122 | 0.00403 | MV
149-AL1/24-ST1A 10.0 | 11.25 | 0.194 | 0.315 | 0.47 | ol | 149 | 0.00403 | MV
34-AL1/6-ST1A 20.0 | 9.15 | 0.8342 | 0.382 | 0.17 | ol | 34 | 0.00403 | MV
48-AL1/8-ST1A 20.0 | 9.5 | 0.5939 | 0.372 | 0.21 | ol | 48 | 0.00403 | MV
70-AL1/11-ST1A 20.0 | 9.7 | 0.4132 | 0.36 | 0.29 | ol | 70 | 0.00403 | MV
94-AL1/15-ST1A 20.0 | 10 | 0.306 | 0.35 | 0.35 | ol | 94 | 0.00403 | MV
122-AL1/20-ST1A 20.0 | 10.3 | 0.2376 | 0.344 | 0.41 | ol | 122 | 0.00403 | MV
149-AL1/24-ST1A 20.0 | 10.5 | 0.194 | 0.337 | 0.47 | ol | 149 | 0.00403 | MV
184-AL1/30-ST1A 20.0 | 10.75 | 0.1571 | 0.33 | 0.535 | ol | 184 | 0.00403 | MV
243-AL1/39-ST1A 20.0 | 11 | 0.1188 | 0.32 | 0.645 | ol | 243 | 0.00403 | MV
48-AL1/8-ST1A 110.0 | 8 | 0.5939 | 0.46 | 0.21 | ol | 48 | 0.00403 | HV
70-AL1/11-ST1A 110.0 | 8.4 | 0.4132 | 0.45 | 0.29 | ol | 70 | 0.00403 | HV
94-AL1/15-ST1A 110.0 | 8.65 | 0.306 | 0.44 | 0.35 | ol | 94 | 0.00403 | HV
122-AL1/20-ST1A 110.0 | 8.5 | 0.2376 | 0.43 | 0.41 | ol | 122 | 0.00403 | HV
149-AL1/24-ST1A 110.0 | 8.75 | 0.194 | 0.41 | 0.47 | ol | 149 | 0.00403 | HV
184-AL1/30-ST1A 110.0 | 8.8 | 0.1571 | 0.4 | 0.535 | ol | 184 | 0.00403 | HV
243-AL1/39-ST1A 110.0 | 9 | 0.1188 | 0.39 | 0.645 | ol | 243 | 0.00403 | HV
305-AL1/39-ST1A 110.0 | 9.2 | 0.0949 | 0.38 | 0.74 | ol | 305 | 0.00403 | HV
490-AL1/64-ST1A 110.0 | 9.75 | 0.059 | 0.37 | 0.96 | ol | 490 | 0.00403 | HV
679-AL1/86-ST1A 110.0 | 9.95 | 0.042 | 0.36 | 1.15 | ol | 679 | 0.00403 | HV
490-AL1/64-ST1A 220.0 | 10 | 0.059 | 0.285 | 0.96 | ol | 490 | 0.00403 | HV
679-AL1/86-ST1A 220.0 | 11.7 | 0.042 | 0.275 | 1.15 | ol | 679 | 0.00403 | HV
490-AL1/64-ST1A 380.0 | 11 | 0.059 | 0.253 | 0.96 | ol | 490 | 0.00403 | HV
679-AL1/86-ST1A 380.0 | 14.6 | 0.042 | 0.25 | 1.15 | ol | 679 | 0.00403 | HV

## trafo_std_types
| i0_percent | pfe_kw | vkr_percent | sn_mva | vn_lv_kv | vn_hv_kv | vk_percent | shift_degree | vector_group | tap_side | tap_neutral | tap_min | tap_max | tap_step_degree | tap_step_percent | tap_phase_shifter
160 MVA 380/110 kV | 0.06 | 60 | 0.25 | 160 | 110 | 380 | 12.2 | 0 | Yy0 | hv | 0 | -9 | 9 | 0 | 1.5 | FALSE
100 MVA 220/110 kV | 0.06 | 55 | 0.26 | 100 | 110 | 220 | 12 | 0 | Yy0 | hv | 0 | -9 | 9 | 0 | 1.5 | FALSE
63 MVA 110/20 kV | 0.04 | 22 | 0.32 | 63 | 20 | 110 | 18 | 150 | YNd5 | hv | 0 | -9 | 9 | 0 | 1.5 | FALSE
40 MVA 110/20 kV | 0.05 | 18 | 0.34 | 40 | 20 | 110 | 16.2 | 150 | YNd5 | hv | 0 | -9 | 9 | 0 | 1.5 | FALSE
25 MVA 110/20 kV | 0.07 | 14 | 0.41 | 25 | 20 | 110 | 12 | 150 | YNd5 | hv | 0 | -9 | 9 | 0 | 1.5 | FALSE
63 MVA 110/10 kV | 0.04 | 22 | 0.32 | 63 | 10 | 110 | 18 | 150 | YNd5 | hv | 0 | -9 | 9 | 0 | 1.5 | FALSE
40 MVA 110/10 kV | 0.05 | 18 | 0.34 | 40 | 10 | 110 | 16.2 | 150 | YNd5 | hv | 0 | -9 | 9 | 0 | 1.5 | FALSE
25 MVA 110/10 kV | 0.07 | 14 | 0.41 | 25 | 10 | 110 | 12 | 150 | YNd5 | hv | 0 | -9 | 9 | 0 | 1.5 | FALSE
0.25 MVA 20/0.4 kV | 0.32 | 0.8 | 1.44 | 0.25 | 0.4 | 20 | 6 | 150 | Yzn5 | hv | 0 | -2 | 2 | 0 | 2.5 | FALSE
0.4 MVA 20/0.4 kV | 0.3375 | 1.35 | 1.425 | 0.4 | 0.4 | 20 | 6 | 150 | Dyn5 | hv | 0 | -2 | 2 | 0 | 2.5 | FALSE
0.63 MVA 20/0.4 kV | 0.2619 | 1.65 | 1.206 | 0.63 | 0.4 | 20 | 6 | 150 | Dyn5 | hv | 0 | -2 | 2 | 0 | 2.5 | FALSE
0.25 MVA 10/0.4 kV | 0.24 | 0.6 | 1.2 | 0.25 | 0.4 | 10 | 4 | 150 | Dyn5 | hv | 0 | -2 | 2 | 0 | 2.5 | FALSE
0.4 MVA 10/0.4 kV | 0.2375 | 0.95 | 1.325 | 0.4 | 0.4 | 10 | 4 | 150 | Dyn5 | hv | 0 | -2 | 2 | 0 | 2.5 | FALSE
0.63 MVA 10/0.4 kV | 0.1873 | 1.18 | 1.0794 | 0.63 | 0.4 | 10 | 4 | 150 | Dyn5 | hv | 0 | -2 | 2 | 0 | 2.5 | FALSE

## trafo3w_std_types
| sn_hv_mva | sn_mv_mva | sn_lv_mva | vn_hv_kv | vn_mv_kv | vn_lv_kv | vk_hv_percent | vk_mv_percent | vk_lv_percent | vkr_hv_percent | vkr_mv_percent | vkr_lv_percent | pfe_kw | i0_percent | shift_mv_degree | shift_lv_degree | vector_group | tap_side | tap_neutral | tap_min | tap_max | tap_step_percent
63/25/38 MVA 110/20/10 kV | 63 | 25 | 38 | 110 | 20 | 10 | 10.4 | 10.4 | 10.4 | 0.28 | 0.32 | 0.35 | 35 | 0.89 | 0 | 0 | YN0yn0yn0 | hv | 0 | -10 | 10 | 1.2
63/25/38 MVA 110/10/10 kV | 63 | 25 | 38 | 110 | 10 | 10 | 10.4 | 10.4 | 10.4 | 0.28 | 0.32 | 0.35 | 35 | 0.89 | 0 | 0 | YN0yn0yn0 | hv | 0 | -10 | 10 | 1.2

## fuse_std_types
| fuse_type | i_rated_a | t_avg | t_min | t_total | x_avg | x_min | x_total
HV 100A | HV 100A | 100 | 0 | [10.0, 3.64, 0.854, 0.281, 0.1, 0.0531, 0.022, 0.01] | [10.0, 4.267, 1.21, 0.403, 0.1, 0.058, 0.022, 0.01] | 0 | [300.0, 350.0, 450.0, 550.0, 700.0, 850.0, 1200.0, 1752.0] | [600.0, 700.0, 900.0, 1150.0, 1665.0, 2000.0, 3000.0, 4313.0]
HV 10A | HV 10A | 10 | 0 | [10.0, 1675.0, 0.344, 0.156, 0.1, 0.0417, 0.0171, 0.01] | [10.0, 1.3, 0.3, 0.155, 0.1, 0.0555, 0.023, 0.01] | 0 | [30.0, 32.0, 35.0, 37.0, 39.0, 50.0, 70.0, 88.0] | [60.0, 70.0, 80.0, 87.0, 94.0, 110.0, 150.0, 216.0]
HV 125A | HV 125A | 125 | 0 | [10.0, 1.82, 0.344, 0.1, 0.0467, 0.0269, 0.01] | [10.0, 2.478, 0.426, 0.1, 0.0427, 0.0211, 0.01] | 0 | [375.0, 500.0, 700.0, 925.0, 1200.0, 1500.0, 2341.0] | [750.0, 1000.0, 1500.0, 2200.0, 3000.0, 4000.0, 5765.0]
HV 160A | HV 160A | 160 | 0 | [10.0, 4.15, 1.03, 0.198, 0.1, 0.051, 0.0172, 0.01] | [10.0, 2.3, 0.734, 0.274, 0.1, 0.046, 0.0177, 0.01] | 0 | [480.0, 550.0, 700.0, 1000.0, 1260.0, 1600.0, 2500.0, 3227.0] | [960.0, 1300.0, 1700.0, 2200.0, 2996.0, 4000.0, 6000.0, 7946.0]
HV 16A | HV 16A | 16 | 0 | [10.0, 0.352, 0.164, 0.1, 0.0649, 0.0342, 0.01] | [10.0, 2.34, 0.722, 0.181, 0.1, 0.055, 0.0296, 0.01] | 0 | [48.0, 60.0, 65.0, 71.0, 80.0, 100.0, 162.0] | [96.0, 110.0, 125.0, 150.0, 168.0, 200.0, 250.0, 398.0]
HV 200A | HV 200A | 200 | 0 | [10.0, 4.267, 1.21, 0.403, 0.1, 0.058, 0.022, 0.01] | [10.0, 3.73, 1.654, 0.328, 0.1, 0.0531, 0.019, 0.01] | 0 | [600.0, 700.0, 900.0, 1150.0, 1665.0, 2000.0, 3000.0, 4313.0] | [1200.0, 1500.0, 1800.0, 2700.0, 3960.0, 5000.0, 7500.0, 10620.0]
HV 20A | HV 20A | 20 | 0 | [10.0, 1.3, 0.3, 0.155, 0.1, 0.0555, 0.023, 0.01] | [10.0, 1.3, 0.161, 0.1, 0.0611, 0.0399, 0.0141, 0.01] | 0 | [60.0, 70.0, 80.0, 87.0, 94.0, 110.0, 150.0, 216.0] | [120.0, 150.0, 200.0, 223.0, 260.0, 300.0, 450.0, 532.0]
HV 25A | HV 25A | 25 | 0 | [10.0, 2.512, 0.833, 0.299, 0.1, 0.0372, 0.0223, 0.01] | [10.0, 3.125, 0.597, 0.198, 0.1, 0.0378, 0.022, 0.01] | 0 | [75.0, 82.0, 90.0, 100.0, 124.0, 170.0, 200.0, 289.0] | [150.0, 170.0, 210.0, 250.0, 294.0, 400.0, 500.0, 711.0]
HV 31.5A | HV 31.5A | 31.5 | 0 | [10.0, 2.34, 0.722, 0.181, 0.1, 0.055, 0.0296, 0.01] | [10.0, 2.84, 0.368, 0.164, 0.1, 0.0621, 0.0378, 0.0195, 0.01] | 0 | [95.0, 110.0, 125.0, 150.0, 165.0, 200.0, 250.0, 390.0] | [189.0, 220.0, 300.0, 350.0, 393.0, 450.0, 530.0, 700.0, 960.0]
HV 40A | HV 40A | 40 | 0 | [10.0, 1.3, 0.161, 0.1, 0.0611, 0.0399, 0.0141, 0.01] | [10.0, 2.05, 0.369, 0.198, 0.1, 0.051, 0.0298, 0.01] | 0 | [120.0, 150.0, 200.0, 223.0, 260.0, 300.0, 450.0, 532.0] | [240.0, 300.0, 400.0, 450.0, 530.0, 650.0, 800.0, 1311.0]
HV 50A | HV 50A | 50 | 0 | [10.0, 3.215, 0.597, 0.198, 0.1, 0.0378, 0.022, 0.01] | [10.0, 3.64, 0.854, 0.281, 0.1, 0.0531, 0.022, 0.01] | 0 | [150.0, 170.0, 210.0, 250.0, 294.0, 400.0, 500.0, 711.0] | [300.0, 350.0, 450.0, 550.0, 700.0, 850.0, 1200.0, 1752.0]
HV 6.3A | HV 6.3A | 6.3 | 0 | [10.0, 1.39, 0.344, 0.168, 0.1, 0.056, 0.0263, 0.01] | [10.0, 1.711, 0.516, 0.198, 0.1, 0.0634, 0.0303, 0.01] | 0 | [19.0, 19.5, 20.4, 20.8, 22.0, 25.0, 32.0, 48.0] | [38.0, 40.0, 43.0, 48.0, 53.0, 60.0, 75.0, 118.0]
HV 63A | HV 63A | 63 | 0 | [10.0, 2.84, 0.368, 0.164, 0.1, 0.0621, 0.0378, 0.0195, 0.01] | [10.0, 1.82, 0.344, 0.1, 0.0467, 0.0269, 0.01] | 0 | [189.0, 220.0, 300.0, 350.0, 393.0, 450.0, 530.0, 700.0, 961.0] | [378.0, 500.0, 700.0, 934.0, 1200.0, 1500.0, 2366.0]
HV 80A | HV 80A | 80 | 0 | [10.0, 2.05, 0.369, 0.198, 0.1, 0.051, 0.0298, 0.01] | [10.0, 4.15, 1.03, 0.198, 0.1, 0.051, 0.0172, 0.01] | 0 | [240.0, 300.0, 400.0, 450.0, 530.0, 650.0, 800.0, 1311.0] | [480.0, 550.0, 700.0, 1000.0, 1260.0, 1600.0, 2500.0, 3227.0]
Siemens NH-1-100 | Siemens NH-1-100 | 100 | [5400.0, 2000.0, 400.0, 20.0, 1.0, 0.2, 0.012, 0.004] | 0 | 0 | [150.0, 190.0, 250.0, 430.0, 900.0, 1250.0, 2700.0, 3600.0] | 0 | 0
Siemens NH-1-125 | Siemens NH-1-125 | 125 | [4800.0, 120.0, 7.0, 0.1, 0.004] | 0 | 0 | [180.0, 400.0, 740.0, 2000.0, 4250.0] | 0 | 0
Siemens NH-1-16 | Siemens NH-1-16 | 16 | [4000.0, 400.0, 2.0, 0.1, 0.04, 0.01] | 0 | 0 | [26.0, 35.0, 75.0, 150.0, 200.0, 300.0] | 0 | 0
Siemens NH-1-160 | Siemens NH-1-160 | 160 | [4800.0, 120.0, 7.0, 0.1, 0.004] | 0 | 0 | [210.0, 500.0, 900.0, 2300.0, 5000.0] | 0 | 0
Siemens NH-1-25 | Siemens NH-1-25 | 25 | [4000.0, 1000.0, 10.0, 0.2, 0.02, 0.01] | 0 | 0 | [40.0, 50.0, 100.0, 210.0, 400.0, 500.0] | 0 | 0
Siemens NH-1-50 | Siemens NH-1-50 | 50 | [4000.0, 40.0, 4.0, 1.0, 0.02, 0.01] | 0 | 0 | [86.0, 200.0, 300.0, 400.0, 1000.0, 1280.0] | 0 | 0
Siemens NH-1-63 | Siemens NH-1-63 | 63 | [4000.0, 100.0, 10.0, 2.0, 0.04, 0.01] | 0 | 0 | [100.0, 200.0, 300.0, 400.0, 1000.0, 1500.0] | 0 | 0
Siemens NH-1-80 | Siemens NH-1-80 | 80 | [4800.0, 120.0, 7.0, 0.1, 0.01] | 0 | 0 | [150.58, 250.0, 450.0, 1150.0, 2470.0] | 0 | 0
Siemens NH-2-1000 | Siemens NH-2-1000 | 1000 | [4800.0, 120.0, 7.0, 0.1, 0.004] | 0 | 0 | [1900.0, 3500.0, 8400.0, 24000.0, 52000.0] | 0 | 0
Siemens NH-2-200 | Siemens NH-2-200 | 200 | [4800.0, 120.0, 7.0, 0.1, 0.004] | 0 | 0 | [280.0, 650.0, 1200.0, 3000.0, 7000.0] | 0 | 0
Siemens NH-2-224 | Siemens NH-2-224 | 224 | [4800.0, 120.0, 7.0, 0.2, 0.04, 0.004] | 0 | 0 | [400.0, 750.0, 1453.0, 3025.0, 4315.0, 7600.0] | 0 | 0
Siemens NH-2-250 | Siemens NH-2-250 | 250 | [4800.0, 120.0, 7.0, 0.1, 0.004] | 0 | 0 | [450.0, 800.0, 1650.0, 4000.0, 8500.0] | 0 | 0
Siemens NH-2-315 | Siemens NH-2-315 | 315 | [4800.0, 120.0, 7.0, 0.1, 0.004] | 0 | 0 | [550.0, 920.0, 1900.0, 5000.0, 11000.0] | 0 | 0
Siemens NH-2-355 | Siemens NH-2-355 | 355 | [4800.0, 120.0, 6.0, 0.1, 0.004] | 0 | 0 | [650.0, 1116.27, 2350.0, 5840.0, 12790.0] | 0 | 0
Siemens NH-2-400 | Siemens NH-2-400 | 400 | [4800.0, 120.0, 7.0, 0.1, 0.004] | 0 | 0 | [720.0, 1350.0, 2800.0, 6500.0, 15000.0] | 0 | 0
Siemens NH-2-425 | Siemens NH-2-425 | 425 | [4800.0, 120.0, 7.0, 0.1, 0.004] | 0 | 0 | [850.0, 1500.0, 3050.0, 7500.0, 16500.0] | 0 | 0
Siemens NH-2-630 | Siemens NH-2-630 | 630 | [4800.0, 120.0, 7.0, 0.1, 0.004] | 0 | 0 | [1200.0, 2000.0, 4800.0, 12000.0, 26000.0] | 0 | 0

## res_bus
| vm_pu | va_degree | p_mw | q_mvar
0 | 0.99552 | 0.021742 | 0.17334 | 0.083953
1 | 0.99552 | 0.02176 | 0 | 0
2 | 0.99625 | 0.028362 | 0.050482 | 0.024449
3 | 0.99531 | 0.023073 | 0 | 0
4 | 0.99633 | 0.027864 | 0 | 0
5 | 0.9952 | 0.023802 | 0 | 0
6 | 0.9953 | 0.023041 | 0.18065 | 0.087492
7 | 0.99518 | 0.023721 | 0.13589 | 0.065813
8 | 0.9952 | -0.18931 | 0.40637 | 0.19681
9 | 0.9954 | -0.18807 | 0.27517 | 0.13327
10 | 0.99552 | -0.18908 | 0 | 0
11 | 0.99488 | -0.19238 | 0.13368 | 0.064743
12 | 0.99457 | -0.19005 | 0 | 0
13 | 0.99447 | -0.18925 | 0.073924 | 0.035803
14 | 0.99485 | -0.19216 | 0 | 0
15 | 0.99349 | -0.19653 | 0.23595 | 0.11428
16 | 0.99428 | -0.21891 | 0.11714 | 0.056732
17 | 0.99429 | -0.21886 | 0 | 0
18 | 0.99544 | -0.1896 | 0 | 0
19 | 0.99543 | -0.18955 | 0.161 | 0.077975
20 | 0.99547 | -0.18867 | 0 | 0
21 | 0.99617 | -0.18475 | 0 | 0
22 | 0.99497 | -0.19278 | 0 | 0
23 | 0.99545 | -0.18879 | 0.19917 | 0.096461
24 | 0.99706 | -0.17875 | 0 | 0
25 | 0.99692 | -0.18698 | 0.22652 | 0.10971
26 | 1 | 0 | -19.2482 | -8.3201
27 | 0.99615 | -0.18458 | 0.19385 | 0.093885
28 | 0.99487 | -0.19348 | 0 | 0
29 | 0.99481 | -0.19389 | 1.0835 | 0.52476
30 | 0.9949 | -0.19211 | 0.32939 | 0.15953
31 | 0.99682 | -0.18814 | 0 | 0
32 | 0.99605 | -0.20904 | 0 | 0
33 | 0.99923 | 0.0061975 | 0 | 0
34 | 0.99431 | -0.21872 | 0.37197 | 0.18015
35 | 0.9943 | -0.2188 | 0 | 0
36 | 0.9947 | -0.19472 | 0 | 0
37 | 0.99478 | -0.19412 | 0 | 0
38 | 0.99488 | -0.19196 | 0.29734 | 0.14401
39 | 0.99348 | -0.19646 | 0 | 0
40 | 0.9934 | -0.19577 | 0 | 0
41 | 0.98464 | -0.13775 | 0.068191 | 0.033026
42 | 0.98465 | -0.1378 | 0 | 0
43 | 0.99338 | -0.1959 | 0 | 0
44 | 0.99337 | -0.19585 | 0.19046 | 0.092242
45 | 0.99421 | -0.21934 | 0 | 0
46 | 0.99487 | -0.19186 | 0.33248 | 0.16103
47 | 0.99486 | -0.19177 | 0.46873 | 0.22702
48 | 0.99467 | -0.19499 | 0.13045 | 0.063179
49 | 0.99467 | -0.19504 | 0.18995 | 0.091999
50 | 0.9942 | -0.2194 | 0.19103 | 0.092521
51 | 0.99417 | -0.21955 | 0 | 0
52 | 0.99688 | 0.024789 | 0.31797 | 0.154
53 | 0.99688 | 0.024769 | 0 | 0
54 | 0.99692 | 0.024423 | 0 | 0
55 | 0.99688 | 0.024834 | 0 | 0
56 | 0.99684 | 0.024889 | 0 | 0
57 | 0.99683 | 0.024965 | 0.12448 | 0.060289
58 | 0.99694 | 0.024257 | 0.11062 | 0.053577
59 | 0.99687 | 0.024851 | 0.091096 | 0.04412
60 | 0.99705 | 0.023523 | 0 | 0
61 | 0.99758 | 0.019673 | 0.17289 | 0.083733
62 | 0.9976 | 0.019515 | 0 | 0
63 | 0.99758 | 0.019707 | 0 | 0
64 | 0.99765 | 0.019089 | 0 | 0
65 | 0.99757 | 0.019756 | 0 | 0
66 | 0.99759 | 0.019602 | 0 | 0
67 | 0.99821 | 0.014564 | 0 | 0
68 | 0.99751 | 0.020254 | 0.087683 | 0.042467
69 | 0.99758 | 0.019752 | 0.37817 | 0.18316
70 | 0.99823 | 0.014385 | 0.25831 | 0.12511
71 | 0.99757 | 0.019812 | 0.099933 | 0.0484
72 | 0.98819 | -0.16481 | 0.2694 | 0.13047
73 | 0.9882 | -0.16487 | 0 | 0
74 | 0.98826 | -0.16546 | 0 | 0
75 | 0.98834 | -0.16488 | 0.33958 | 0.16447
76 | 0.98838 | -0.16524 | 0 | 0
77 | 0.98822 | -0.16413 | 0 | 0
78 | 0.98971 | -0.17459 | 0 | 0
79 | 0.98776 | -0.16113 | 0 | 0
80 | 0.98688 | -0.15477 | 0 | 0
81 | 0.98821 | -0.16406 | 0.1055 | 0.051096
82 | 0.98739 | -0.15843 | 0 | 0
83 | 0.98774 | -0.16126 | 0.17304 | 0.083807
84 | 0.98526 | -0.14282 | 0 | 0
85 | 0.98466 | -0.13793 | 0 | 0
86 | 0.98501 | -0.1409 | 0 | 0
87 | 0.98523 | -0.14301 | 0.35064 | 0.16982
88 | 0.98727 | -0.15747 | 0 | 0
89 | 0.98726 | -0.15734 | 0.22277 | 0.10789
90 | 0.98738 | -0.15836 | 0.19427 | 0.094088
91 | 0.98971 | -0.17456 | 0.37349 | 0.18089
92 | 0.99119 | -0.18525 | 0 | 0
93 | 0.98685 | -0.15498 | 0.22453 | 0.10874
94 | 0.99742 | 0.020947 | 0 | 0
95 | 0.9985 | 0.012197 | 0 | 0
96 | 0.99413 | -0.21975 | 0.19617 | 0.095008
97 | 0.99413 | -0.21977 | 0 | 0
98 | 0.99404 | -0.22025 | 0 | 0
99 | 0.994 | -0.21864 | 0 | 0
100 | 0.99402 | -0.22037 | 0.3006 | 0.14559
101 | 0.99395 | -0.22528 | 0.40503 | 0.19617
102 | 0.994 | -0.21861 | 0.34543 | 0.1673
103 | 0.99718 | 0.022592 | 0 | 0
104 | 0.99716 | 0.022786 | 0.099756 | 0.048314
105 | 0.99715 | 0.023452 | 0 | 0
106 | 0.99379 | -0.23485 | 0 | 0
107 | 0.99392 | -0.23155 | 0 | 0
108 | 0.99378 | -0.23494 | 0.34201 | 0.16564
109 | 0.99407 | -0.22809 | 0 | 0
110 | 0.99392 | -0.23156 | 0.28993 | 0.14042
111 | 0.99714 | 0.023509 | 0.36207 | 0.17536
112 | 0.99423 | -0.22413 | 0 | 0
113 | 0.99406 | -0.228 | 0.17042 | 0.082538
114 | 0.99399 | -0.22056 | 0.10099 | 0.048912
115 | 0.99395 | -0.22529 | 0 | 0
116 | 0.99383 | -0.22768 | 0 | 0
117 | 0.99378 | -0.23515 | 0 | 0
118 | 0.99709 | 0.023974 | 0 | 0
119 | 0.99423 | -0.22446 | 0.19506 | 0.094473
120 | 0.99382 | -0.22782 | 0.29627 | 0.14349
121 | 0.9937 | -0.23184 | 0 | 0
122 | 0.99359 | -0.23255 | 0.38745 | 0.18765
123 | 0.9937 | -0.23189 | 0.30483 | 0.14764
124 | 0.99309 | -0.25219 | 0.17079 | 0.082717
125 | 0.9931 | -0.25221 | 0 | 0
126 | 0.9931 | -0.25223 | 0.070985 | 0.03438
127 | 0.9931 | -0.25224 | 0 | 0
128 | 0.99305 | -0.25334 | 0 | 0
129 | 0.99321 | -0.24948 | 0 | 0
130 | 0.99341 | -0.24343 | 0 | 0
131 | 0.99346 | -0.2429 | 0 | 0
132 | 0.99341 | -0.24335 | 0.25101 | 0.12157
133 | 0.99346 | -0.24288 | 0.27415 | 0.13277
134 | 0.99347 | -0.24288 | 0 | 0
135 | 0.99319 | -0.24926 | 0.21502 | 0.10414
136 | 0.99319 | -0.24927 | 0 | 0
137 | 0.9932 | -0.24932 | 0 | 0
138 | 0.9932 | -0.24939 | 0.13631 | 0.066017
139 | 0.99923 | 0.0062538 | 0 | 0
140 | 0.99922 | 0.0063244 | 0.1069 | 0.051773
141 | 0.99251 | -0.19477 | 0 | 0
142 | 0.99117 | -0.18536 | 0.19395 | 0.093932
143 | 0.99322 | -0.18869 | 0.27945 | 0.13534
144 | 0.99602 | -0.20876 | 0.39494 | 0.19128
145 | 0.99348 | -0.19058 | 0 | 0
146 | 0.98497 | -0.14054 | 0.28457 | 0.13782
147 | 0.98462 | -0.13753 | 0.55112 | 0.26692
148 | 0.99375 | -0.23558 | 0.17544 | 0.084972
149 | 0.99375 | -0.23558 | 0 | 0
150 | 0.99375 | -0.2358 | 0.098811 | 0.047856
151 | 0.99355 | -0.24074 | 0 | 0
152 | 0.9935 | -0.24187 | 0 | 0
153 | 0.99351 | -0.24037 | 0.37043 | 0.17941
154 | 0.99349 | -0.24216 | 0.10143 | 0.049122
155 | 0.99303 | -0.25372 | 0.41 | 0.19857
156 | 0.99348 | -0.24243 | 0 | 0
157 | 0.99684 | 0.026311 | 0 | 0
158 | 0.99679 | 0.026737 | 0.10551 | 0.051101
159 | 0.99674 | 0.027179 | 0 | 0
160 | 0.99667 | 0.027811 | 1.0345 | 0.50102
161 | 0.99997 | 149.9981 | 0 | 0

## res_line
| p_from_mw | q_from_mvar | p_to_mw | q_to_mvar | pl_mw | ql_mvar | i_from_ka | i_to_ka | i_ka | vm_from_pu | va_from_degree | vm_to_pu | va_to_degree | loading_percent
0 | 0.31662 | 0.12551 | -0.31662 | -0.12571 | 1.1244e-06 | -0.00020395 | 0.0098763 | 0.0098785 | 0.0098785 | 0.99552 | 0.021742 | 0.99552 | 0.02176 | 4.4902
1 | -0.48997 | -0.20946 | 0.4903 | 0.20874 | 0.0003351 | -0.00072346 | 0.015452 | 0.015441 | 0.015452 | 0.99552 | 0.021742 | 0.99625 | 0.028362 | 7.3579
2 | 0.31662 | 0.12571 | -0.31655 | -0.13836 | 7.0726e-05 | -0.012644 | 0.0098785 | 0.01002 | 0.01002 | 0.99552 | 0.02176 | 0.99531 | 0.023073 | 4.5545
3 | -0.54078 | -0.23319 | 0.54082 | 0.23063 | 4.2108e-05 | -0.002559 | 0.017065 | 0.017035 | 0.017065 | 0.99625 | 0.028362 | 0.99633 | 0.027864 | 7.7566
4 | 0.1359 | 0.050883 | -0.13589 | -0.065756 | 1.5451e-05 | -0.014873 | 0.0042089 | 0.0043789 | 0.0043789 | 0.99531 | 0.023073 | 0.9952 | 0.023802 | 1.9904
5 | 0.18065 | 0.087475 | -0.18065 | -0.087492 | 8.7537e-07 | -1.6596e-05 | 0.0058214 | 0.0058216 | 0.0058216 | 0.99531 | 0.023073 | 0.9953 | 0.023041 | 2.7722
6 | -0.54082 | -0.23063 | 0.54111 | 0.21277 | 0.00028976 | -0.01786 | 0.017035 | 0.016838 | 0.017035 | 0.99633 | 0.027864 | 0.99684 | 0.024889 | 7.7432
7 | 0.13589 | 0.065756 | -0.13589 | -0.065813 | 1.6695e-06 | -5.6723e-05 | 0.0043789 | 0.0043796 | 0.0043796 | 0.9952 | 0.023802 | 0.99518 | 0.023721 | 2.0855
8 | -0.40637 | -0.19681 | 0.40645 | 0.19657 | 7.5823e-05 | -0.00024598 | 0.013097 | 0.013093 | 0.013097 | 0.9952 | -0.18931 | 0.9954 | -0.18807 | 6.2367
9 | -1.3166 | -0.6107 | 1.3167 | 0.60906 | 0.00016863 | -0.0016378 | 0.04209 | 0.042069 | 0.04209 | 0.9954 | -0.18807 | 0.99552 | -0.18908 | 19.1317
10 | 0.63496 | 0.28086 | -0.63465 | -0.28117 | 0.00031033 | -0.00031336 | 0.020135 | 0.020141 | 0.020141 | 0.9954 | -0.18807 | 0.99488 | -0.19238 | 9.5911
11 | 0.19918 | 0.092116 | -0.19917 | -0.096404 | 9.8848e-06 | -0.0042879 | 0.0063635 | 0.0064167 | 0.0064167 | 0.99552 | -0.18908 | 0.99547 | -0.18867 | 2.9167
12 | -10.8087 | -4.5755 | 10.8155 | 4.532 | 0.0067768 | -0.043446 | 0.34035 | 0.33982 | 0.34035 | 0.99552 | -0.18908 | 0.99617 | -0.18475 | 26.6733
13 | 9.1318 | 3.7973 | -9.127 | -3.8413 | 0.0047826 | -0.044071 | 0.28678 | 0.2873 | 0.2873 | 0.99552 | -0.18908 | 0.99497 | -0.19278 | 22.516
14 | 0.16101 | 0.077018 | -0.161 | -0.077315 | 1.2292e-05 | -0.00029678 | 0.0051756 | 0.0051794 | 0.0051794 | 0.99552 | -0.18908 | 0.99544 | -0.1896 | 2.4664
15 | 0.50097 | 0.21643 | -0.50095 | -0.21761 | 1.6781e-05 | -0.0011787 | 0.015835 | 0.015848 | 0.015848 | 0.99488 | -0.19238 | 0.99485 | -0.19216 | 7.2038
16 | 0.5008 | 0.22797 | -0.50075 | -0.23155 | 5.1957e-05 | -0.003578 | 0.015971 | 0.016015 | 0.016015 | 0.99457 | -0.19005 | 0.99447 | -0.18925 | 7.2794
17 | -0.5008 | -0.22797 | 0.50095 | 0.21761 | 0.00014884 | -0.010362 | 0.015971 | 0.015848 | 0.015971 | 0.99457 | -0.19005 | 0.99485 | -0.19216 | 7.2596
18 | 0.42683 | 0.19575 | -0.42643 | -0.1969 | 0.00039483 | -0.0011577 | 0.013631 | 0.013648 | 0.013648 | 0.99447 | -0.18925 | 0.99349 | -0.19653 | 6.499
19 | 0.19048 | 0.082626 | -0.19048 | -0.083526 | 1.8594e-06 | -0.00089968 | 0.006033 | 0.0060435 | 0.0060435 | 0.99349 | -0.19653 | 0.99348 | -0.19646 | 2.747
20 | -0.11714 | -0.056732 | 0.11714 | 0.054296 | 4.9141e-07 | -0.0024359 | 0.0037787 | 0.0037485 | 0.0037787 | 0.99428 | -0.21891 | 0.99429 | -0.21886 | 1.0439
21 | -0.11714 | -0.054296 | 0.11714 | 0.040636 | 9.1498e-07 | -0.01366 | 0.0037485 | 0.0035997 | 0.0037485 | 0.99429 | -0.21886 | 0.9943 | -0.2188 | 0.58753
22 | 0.161 | 0.077315 | -0.161 | -0.077975 | 1.001e-06 | -0.00065992 | 0.0051794 | 0.0051877 | 0.0051877 | 0.99544 | -0.1896 | 0.99543 | -0.18955 | 2.3581
23 | 0.19917 | 0.096404 | -0.19917 | -0.096461 | 3.6646e-06 | -5.6792e-05 | 0.0064167 | 0.0064175 | 0.0064175 | 0.99547 | -0.18867 | 0.99545 | -0.18879 | 3.0559
24 | 0.19385 | 0.092056 | -0.19385 | -0.093885 | 4.0013e-06 | -0.0018284 | 0.0062187 | 0.0062417 | 0.0062417 | 0.99617 | -0.18475 | 0.99615 | -0.18458 | 2.8371
25 | -11.0093 | -4.6241 | 11.0186 | 4.5666 | 0.0092803 | -0.057515 | 0.34603 | 0.34533 | 0.34603 | 0.99617 | -0.18475 | 0.99706 | -0.17875 | 27.1185
26 | 1.4281 | 0.68982 | -1.428 | -0.69071 | 0.00011057 | -0.00089148 | 0.046014 | 0.046026 | 0.046026 | 0.99497 | -0.19278 | 0.9949 | -0.19211 | 20.9209
27 | 7.6989 | 3.1515 | -7.6982 | -3.1611 | 0.00072299 | -0.0095803 | 0.24136 | 0.24147 | 0.24147 | 0.99497 | -0.19278 | 0.99487 | -0.19348 | 18.9242
28 | 4.2878 | 1.8967 | -4.2875 | -1.8961 | 0.00032765 | 0.00060736 | 0.13575 | 0.13575 | 0.13575 | 0.99706 | -0.17875 | 0.99692 | -0.18698 | 10.5233
29 | -15.3064 | -6.4633 | 15.3313 | 6.5286 | 0.024894 | 0.065281 | 0.48105 | 0.48103 | 0.48105 | 0.99706 | -0.17875 | 1 | 0 | 37.2909
30 | 4.061 | 1.7864 | -4.0606 | -1.7876 | 0.00034093 | -0.0012101 | 0.12847 | 0.12848 | 0.12848 | 0.99692 | -0.18698 | 0.99682 | -0.18814 | 35.4928
31 | 3.9029 | 1.781 | -3.8997 | -1.7838 | 0.0031832 | -0.0027635 | 0.12384 | 0.12389 | 0.12389 | 1 | 0 | 0.99923 | 0.0061975 | 56.3126
32 | 7.6982 | 3.1611 | -7.6978 | -3.1666 | 0.00041593 | -0.0055065 | 0.24147 | 0.24154 | 0.24154 | 0.99487 | -0.19348 | 0.99481 | -0.19389 | 18.9291
33 | 6.6143 | 2.6418 | -6.6141 | -2.6454 | 0.00019314 | -0.00353 | 0.20668 | 0.20672 | 0.20672 | 0.99481 | -0.19389 | 0.99478 | -0.19412 | 16.2003
34 | 1.0986 | 0.53118 | -1.0986 | -0.53144 | 1.8808e-05 | -0.00025999 | 0.035407 | 0.03541 | 0.03541 | 0.9949 | -0.19211 | 0.99488 | -0.19196 | 16.0954
35 | 4.0606 | 1.7876 | -4.0581 | -1.785 | 0.0025118 | 0.0026662 | 0.12848 | 0.12849 | 0.12849 | 0.99682 | -0.18814 | 0.99605 | -0.20904 | 36.7104
36 | 3.6632 | 1.5951 | -3.6532 | -1.6052 | 0.0099745 | -0.01019 | 0.11579 | 0.11595 | 0.11595 | 0.99605 | -0.20904 | 0.99348 | -0.19058 | 52.703
37 | 0.39495 | 0.1899 | -0.39494 | -0.19128 | 1.2611e-05 | -0.0013815 | 0.012701 | 0.012718 | 0.012718 | 0.99605 | -0.20904 | 0.99602 | -0.20876 | 5.781
38 | 3.7928 | 1.7345 | -3.7898 | -1.7373 | 0.0029785 | -0.0027763 | 0.12049 | 0.12053 | 0.12053 | 0.99923 | 0.0061975 | 0.9985 | 0.012197 | 54.787
39 | 0.1069 | 0.049254 | -0.1069 | -0.050414 | 7.543e-07 | -0.0011599 | 0.0034003 | 0.0034145 | 0.0034145 | 0.99923 | 0.0061975 | 0.99923 | 0.0062538 | 1.552
40 | 2.6459 | 1.1166 | -2.6458 | -1.1201 | 3.0155e-05 | -0.0034694 | 0.083377 | 0.083416 | 0.083416 | 0.99431 | -0.21872 | 0.9943 | -0.2188 | 6.5373
41 | -3.0178 | -1.2968 | 3.0185 | 1.2974 | 0.00066282 | 0.00066574 | 0.095362 | 0.095349 | 0.095362 | 0.99431 | -0.21872 | 0.9947 | -0.19472 | 7.3924
42 | 2.5287 | 1.0794 | -2.5285 | -1.1068 | 0.00021868 | -0.027362 | 0.079825 | 0.080142 | 0.080142 | 0.9943 | -0.2188 | 0.99421 | -0.21934 | 6.2807
43 | 3.5951 | 1.357 | -3.595 | -1.3636 | 0.00010308 | -0.0066077 | 0.11152 | 0.11159 | 0.11159 | 0.9947 | -0.19472 | 0.99467 | -0.19499 | 8.7451
44 | -6.6136 | -2.6544 | 6.6141 | 2.6454 | 0.00049395 | -0.0090206 | 0.20682 | 0.20672 | 0.20682 | 0.9947 | -0.19472 | 0.99478 | -0.19412 | 16.2082
45 | 0.80122 | 0.38743 | -0.80121 | -0.38766 | 8.8468e-06 | -0.00023219 | 0.025824 | 0.025827 | 0.025827 | 0.99488 | -0.19196 | 0.99487 | -0.19186 | 11.7394
46 | 0.19048 | 0.083526 | -0.19046 | -0.09163 | 1.7048e-05 | -0.0081037 | 0.0060435 | 0.0061419 | 0.0061419 | 0.99348 | -0.19646 | 0.9934 | -0.19577 | 2.7918
47 | 0.19046 | 0.09163 | -0.19046 | -0.091693 | 3.7091e-06 | -6.2681e-05 | 0.0061419 | 0.0061427 | 0.0061427 | 0.9934 | -0.19577 | 0.99338 | -0.1959 | 2.9251
48 | -0.068191 | -0.033026 | 0.068192 | 0.031607 | 4.0082e-07 | -0.0014198 | 0.0022214 | 0.0022035 | 0.0022214 | 0.98464 | -0.13775 | 0.98465 | -0.1378 | 1.0097
49 | -0.068192 | -0.031607 | 0.068193 | 0.026304 | 1.4428e-06 | -0.0053028 | 0.0022035 | 0.0021428 | 0.0022035 | 0.98465 | -0.1378 | 0.98466 | -0.13793 | 1.0016
50 | 0.19046 | 0.091693 | -0.19046 | -0.092242 | 1.1777e-06 | -0.00054989 | 0.0061427 | 0.0061497 | 0.0061497 | 0.99338 | -0.1959 | 0.99337 | -0.19585 | 2.7953
51 | 2.5285 | 1.1068 | -2.5284 | -1.1097 | 2.338e-05 | -0.0029121 | 0.080142 | 0.080176 | 0.080176 | 0.99421 | -0.21934 | 0.9942 | -0.2194 | 6.2834
52 | 0.46873 | 0.22663 | -0.46873 | -0.22702 | 4.9633e-06 | -0.00038336 | 0.015107 | 0.015112 | 0.015112 | 0.99487 | -0.19186 | 0.99486 | -0.19177 | 6.8692
53 | 3.4646 | 1.3004 | -3.4645 | -1.3017 | 1.894e-05 | -0.0013106 | 0.1074 | 0.10741 | 0.10741 | 0.99467 | -0.19499 | 0.99467 | -0.19504 | 8.4178
54 | 3.2746 | 1.2097 | -3.2738 | -1.2087 | 0.00081438 | 0.00097486 | 0.10131 | 0.10133 | 0.10133 | 0.99467 | -0.19504 | 0.99423 | -0.22413 | 7.8547
55 | 2.3374 | 1.0172 | -2.3374 | -1.0259 | 5.9857e-05 | -0.0087376 | 0.074017 | 0.074119 | 0.074119 | 0.9942 | -0.2194 | 0.99417 | -0.21955 | 5.8087
56 | 2.3374 | 1.0259 | -2.3373 | -1.0386 | 8.6841e-05 | -0.012633 | 0.074119 | 0.074268 | 0.074268 | 0.99417 | -0.21955 | 0.99413 | -0.21977 | 5.8204
57 | -0.31797 | -0.154 | 0.31797 | 0.15388 | 7.1701e-07 | -0.00012156 | 0.010231 | 0.010229 | 0.010231 | 0.99688 | 0.024789 | 0.99688 | 0.024769 | 4.6504
58 | -0.40907 | -0.19613 | 0.40909 | 0.1944 | 1.6784e-05 | -0.0017265 | 0.013137 | 0.013115 | 0.013137 | 0.99688 | 0.024769 | 0.99692 | 0.024423 | 5.9713
59 | 0.091097 | 0.042247 | -0.091097 | -0.043748 | 7.189e-07 | -0.0015014 | 0.0029078 | 0.0029264 | 0.0029264 | 0.99688 | 0.024769 | 0.99688 | 0.024834 | 1.3302
60 | -1.0747 | -0.46389 | 1.0748 | 0.46348 | 2.7363e-05 | -0.00041527 | 0.033896 | 0.033891 | 0.033896 | 0.99692 | 0.024423 | 0.99694 | 0.024257 | 15.4073
61 | 0.66565 | 0.26949 | -0.6656 | -0.27183 | 5.7382e-05 | -0.0023385 | 0.020795 | 0.020821 | 0.020821 | 0.99692 | 0.024423 | 0.99684 | 0.024889 | 9.4639
62 | 0.091097 | 0.043748 | -0.091096 | -0.04412 | 1.7936e-07 | -0.00037161 | 0.0029264 | 0.0029311 | 0.0029311 | 0.99688 | 0.024834 | 0.99687 | 0.024851 | 1.3323
63 | 0.12448 | 0.059063 | -0.12448 | -0.060289 | 1.1029e-06 | -0.0012261 | 0.0039901 | 0.0040054 | 0.0040054 | 0.99684 | 0.024889 | 0.99683 | 0.024965 | 1.8207
64 | -1.1854 | -0.51705 | 1.1855 | 0.51544 | 0.00013013 | -0.001612 | 0.037447 | 0.037428 | 0.037447 | 0.99694 | 0.024257 | 0.99705 | 0.023523 | 17.0215
65 | -1.1855 | -0.51544 | 1.1857 | 0.51337 | 0.00016687 | -0.0020701 | 0.037428 | 0.037404 | 0.037428 | 0.99705 | 0.023523 | 0.99718 | 0.022592 | 17.0128
66 | -0.27282 | -0.12913 | 0.27283 | 0.1279 | 5.2423e-06 | -0.0012236 | 0.0087344 | 0.0087193 | 0.0087344 | 0.99758 | 0.019673 | 0.9976 | 0.019515 | 3.9702
67 | 0.099934 | 0.045393 | -0.099934 | -0.046178 | 4.4631e-07 | -0.00078494 | 0.0031762 | 0.0031857 | 0.0031857 | 0.99758 | 0.019673 | 0.99758 | 0.019707 | 1.448
68 | -0.27283 | -0.1279 | 0.27284 | 0.12441 | 1.4872e-05 | -0.0034947 | 0.0087193 | 0.0086768 | 0.0087193 | 0.9976 | 0.019515 | 0.99765 | 0.019089 | 3.9633
69 | 0.099934 | 0.046178 | -0.099933 | -0.047257 | 6.1765e-07 | -0.0010786 | 0.0031857 | 0.0031989 | 0.0031989 | 0.99758 | 0.019707 | 0.99757 | 0.019756 | 1.454
70 | 0.3782 | 0.17961 | -0.37818 | -0.18237 | 2.2902e-05 | -0.0027629 | 0.012115 | 0.012149 | 0.012149 | 0.99765 | 0.019089 | 0.99759 | 0.019602 | 5.5224
71 | -3.5283 | -1.6156 | 3.5304 | 1.6133 | 0.0020958 | -0.0023399 | 0.11229 | 0.11225 | 0.11229 | 0.99765 | 0.019089 | 0.99821 | 0.014564 | 51.0392
72 | 2.8772 | 1.3116 | -2.8768 | -1.3124 | 0.00044346 | -0.00081116 | 0.091496 | 0.091507 | 0.091507 | 0.99765 | 0.019089 | 0.99751 | 0.020254 | 41.5943
73 | 0.099933 | 0.047257 | -0.099933 | -0.0484 | 6.5995e-07 | -0.0011426 | 0.0031989 | 0.0032132 | 0.0032132 | 0.99757 | 0.019756 | 0.99757 | 0.019812 | 1.4605
74 | 0.37818 | 0.18237 | -0.37817 | -0.18316 | 6.5425e-06 | -0.00078632 | 0.012149 | 0.012159 | 0.012159 | 0.99759 | 0.019602 | 0.99758 | 0.019752 | 5.5269
75 | -3.5304 | -1.6133 | 3.5304 | 1.6132 | 8.3062e-05 | -9.2842e-05 | 0.11225 | 0.11225 | 0.11225 | 0.99821 | 0.014564 | 0.99823 | 0.014385 | 51.023
76 | 2.7891 | 1.27 | -2.7888 | -1.2705 | 0.0002564 | -0.00050394 | 0.088689 | 0.088696 | 0.088696 | 0.99751 | 0.020254 | 0.99742 | 0.020947 | 40.3162
77 | -3.7888 | -1.7383 | 3.7898 | 1.7373 | 0.0010813 | -0.0010059 | 0.12055 | 0.12053 | 0.12055 | 0.99823 | 0.014385 | 0.9985 | 0.012197 | 54.7943
78 | -0.2694 | -0.13047 | 0.2694 | 0.13 | 2.0893e-06 | -0.00047696 | 0.0087441 | 0.008738 | 0.0087441 | 0.98819 | -0.16481 | 0.9882 | -0.16487 | 3.9746
79 | -0.2694 | -0.13 | 0.26942 | 0.12565 | 1.8916e-05 | -0.004349 | 0.008738 | 0.0086835 | 0.008738 | 0.9882 | -0.16487 | 0.98826 | -0.16546 | 3.9718
80 | -0.26942 | -0.12565 | 0.26944 | 0.12548 | 2.0459e-05 | -0.0001648 | 0.0086835 | 0.0086813 | 0.0086835 | 0.98826 | -0.16546 | 0.98834 | -0.16488 | 4.135
81 | -0.60902 | -0.28995 | 0.60904 | 0.28878 | 2.6186e-05 | -0.0011718 | 0.019701 | 0.019686 | 0.019701 | 0.98834 | -0.16488 | 0.98838 | -0.16524 | 8.9551
82 | 2.1803 | 0.92682 | -2.1799 | -0.92812 | 0.00038928 | -0.0013045 | 0.069195 | 0.069211 | 0.069211 | 0.98838 | -0.16524 | 0.98822 | -0.16413 | 31.4596
83 | -2.7894 | -1.2156 | 2.7933 | 1.208 | 0.0039344 | -0.0075585 | 0.088869 | 0.088767 | 0.088869 | 0.98838 | -0.16524 | 0.98971 | -0.17459 | 40.3948
84 | 0.59056 | 0.24413 | -0.59028 | -0.25812 | 0.00028333 | -0.01399 | 0.018667 | 0.018828 | 0.018828 | 0.98822 | -0.16413 | 0.98776 | -0.16113 | 8.5583
85 | 1.4839 | 0.63408 | -1.4818 | -0.64995 | 0.0021097 | -0.015868 | 0.047138 | 0.04733 | 0.04733 | 0.98822 | -0.16413 | 0.98688 | -0.15477 | 21.5136
86 | 0.1055 | 0.049912 | -0.1055 | -0.051096 | 7.918e-07 | -0.0011843 | 0.0034094 | 0.0034243 | 0.0034243 | 0.98822 | -0.16413 | 0.98821 | -0.16406 | 1.5565
87 | 0.37349 | 0.18076 | -0.37349 | -0.18089 | 1.096e-06 | -0.00013074 | 0.012103 | 0.012104 | 0.012104 | 0.98971 | -0.17459 | 0.98971 | -0.17456 | 5.502
88 | -3.1668 | -1.3888 | 3.1718 | 1.3816 | 0.0050026 | -0.0071526 | 0.10086 | 0.10076 | 0.10086 | 0.98971 | -0.17459 | 0.99119 | -0.18525 | 45.8456
89 | 0.41724 | 0.17438 | -0.41707 | -0.1907 | 0.00016626 | -0.016321 | 0.013216 | 0.013408 | 0.013408 | 0.98776 | -0.16113 | 0.98739 | -0.15843 | 6.0944
90 | 0.17304 | 0.08374 | -0.17304 | -0.083807 | 3.3055e-06 | -6.6378e-05 | 0.0056182 | 0.0056191 | 0.0056191 | 0.98776 | -0.16113 | 0.98774 | -0.16126 | 2.6758
91 | 1.2572 | 0.54129 | -1.255 | -0.56413 | 0.0021805 | -0.022844 | 0.040039 | 0.040316 | 0.040316 | 0.98688 | -0.15477 | 0.98526 | -0.14282 | 18.3255
92 | 0.22454 | 0.10866 | -0.22453 | -0.10874 | 7.1867e-06 | -8.3569e-05 | 0.0072966 | 0.0072978 | 0.0072978 | 0.98688 | -0.15477 | 0.98685 | -0.15498 | 3.4751
93 | 0.19427 | 0.093386 | -0.19427 | -0.094088 | 1.6033e-06 | -0.00070248 | 0.0063018 | 0.0063108 | 0.0063108 | 0.98739 | -0.15843 | 0.98738 | -0.15836 | 2.8685
94 | 0.2228 | 0.097314 | -0.22277 | -0.10681 | 2.7994e-05 | -0.0094992 | 0.0071081 | 0.0072238 | 0.0072238 | 0.98739 | -0.15843 | 0.98727 | -0.15747 | 3.2836
95 | 0.61974 | 0.27466 | -0.61934 | -0.29186 | 0.00039791 | -0.017202 | 0.019861 | 0.020072 | 0.020072 | 0.98526 | -0.14282 | 0.98466 | -0.13793 | 9.1238
96 | 0.28466 | 0.11969 | -0.28458 | -0.13536 | 7.5511e-05 | -0.015669 | 0.0090476 | 0.0092356 | 0.0092356 | 0.98526 | -0.14282 | 0.98501 | -0.1409 | 4.198
97 | 0.35065 | 0.16978 | -0.35064 | -0.16982 | 9.9607e-06 | -4.3478e-05 | 0.011415 | 0.011415 | 0.011415 | 0.98526 | -0.14282 | 0.98523 | -0.14301 | 5.436
98 | 0.55115 | 0.26556 | -0.55112 | -0.26692 | 2.5376e-05 | -0.0013589 | 0.017936 | 0.017953 | 0.017953 | 0.98466 | -0.13793 | 0.98462 | -0.13753 | 8.1606
99 | 0.28458 | 0.13536 | -0.28457 | -0.13782 | 1.2183e-05 | -0.0024664 | 0.0092356 | 0.0092669 | 0.0092669 | 0.98501 | -0.1409 | 0.98497 | -0.14054 | 4.2122
100 | 0.22277 | 0.10681 | -0.22277 | -0.10789 | 3.2408e-06 | -0.0010796 | 0.0072238 | 0.0072376 | 0.0072376 | 0.98727 | -0.15747 | 0.98726 | -0.15734 | 3.2898
101 | -3.3658 | -1.4755 | 3.3705 | 1.4696 | 0.0047388 | -0.0058784 | 0.10703 | 0.10695 | 0.10703 | 0.99119 | -0.18525 | 0.99251 | -0.19477 | 48.6501
102 | 0.19395 | 0.093882 | -0.19395 | -0.093932 | 3.0837e-06 | -4.9608e-05 | 0.0062755 | 0.0062762 | 0.0062762 | 0.99119 | -0.18525 | 0.99117 | -0.18536 | 2.9887
103 | 1.5031 | 0.71653 | -1.5026 | -0.7198 | 0.00044526 | -0.0032751 | 0.048192 | 0.048235 | 0.048235 | 0.99742 | 0.020947 | 0.99715 | 0.023452 | 21.9249
104 | 1.2858 | 0.55393 | -1.2854 | -0.55733 | 0.00032304 | -0.0034007 | 0.040519 | 0.04056 | 0.04056 | 0.99742 | 0.020947 | 0.99718 | 0.022592 | 18.4362
105 | -0.19617 | -0.095008 | 0.19617 | 0.094842 | 3.769e-07 | -0.00016624 | 0.0063293 | 0.0063271 | 0.0063293 | 0.99413 | -0.21975 | 0.99413 | -0.21977 | 2.8769
106 | 1.7956 | 0.78331 | -1.7955 | -0.82145 | 0.00015512 | -0.03814 | 0.056886 | 0.057339 | 0.057339 | 0.99413 | -0.21977 | 0.99404 | -0.22025 | 4.4937
107 | 0.34548 | 0.1604 | -0.34543 | -0.16711 | 4.6897e-05 | -0.0067106 | 0.01106 | 0.011144 | 0.011144 | 0.99413 | -0.21977 | 0.994 | -0.21864 | 5.0655
108 | 0.4016 | 0.1943 | -0.40159 | -0.19432 | 7.6784e-06 | -2.5475e-05 | 0.012956 | 0.012956 | 0.012956 | 0.99404 | -0.22025 | 0.99402 | -0.22037 | 6.1697
109 | 1.3939 | 0.62716 | -1.3938 | -0.62749 | 6.5696e-05 | -0.00033353 | 0.044387 | 0.044393 | 0.044393 | 0.99404 | -0.22025 | 0.99395 | -0.22528 | 3.4413
110 | 0.34543 | 0.16711 | -0.34543 | -0.1673 | 1.3194e-06 | -0.0001873 | 0.011144 | 0.011147 | 0.011147 | 0.994 | -0.21864 | 0.994 | -0.21861 | 5.0666
111 | 0.10099 | 0.048735 | -0.10099 | -0.048912 | 2.8751e-06 | -0.00017754 | 0.0032566 | 0.0032589 | 0.0032589 | 0.99402 | -0.22037 | 0.99399 | -0.22056 | 1.5518
112 | 0.98876 | 0.43132 | -0.98876 | -0.43165 | 7.7843e-07 | -0.00032635 | 0.03133 | 0.031334 | 0.031334 | 0.99395 | -0.22528 | 0.99395 | -0.22529 | 3.7214
113 | 0.099759 | 0.043958 | -0.099756 | -0.048314 | 2.4801e-06 | -0.0043557 | 0.0031559 | 0.0032088 | 0.0032088 | 0.99718 | 0.022592 | 0.99716 | 0.022786 | 1.4585
114 | 1.5026 | 0.7198 | -1.5026 | -0.71988 | 1.0173e-05 | -7.4735e-05 | 0.048235 | 0.048236 | 0.048236 | 0.99715 | 0.023452 | 0.99714 | 0.023509 | 21.9253
115 | -2.6172 | -0.95166 | 2.6176 | 0.93264 | 0.00030551 | -0.019017 | 0.080896 | 0.080706 | 0.080896 | 0.99379 | -0.23485 | 0.99392 | -0.23155 | 9.6075
116 | 2.6172 | 0.95166 | -2.6172 | -0.95214 | 7.7691e-06 | -0.00048236 | 0.080896 | 0.0809 | 0.0809 | 0.99379 | -0.23485 | 0.99378 | -0.23494 | 9.6081
117 | -2.9075 | -1.0705 | 2.9078 | 1.0525 | 0.00035945 | -0.018018 | 0.089987 | 0.089804 | 0.089987 | 0.99392 | -0.23155 | 0.99407 | -0.22809 | 10.6873
118 | 0.28993 | 0.13787 | -0.28993 | -0.14042 | 1.1067e-06 | -0.0025475 | 0.0093243 | 0.0093564 | 0.0093564 | 0.99392 | -0.23155 | 0.99392 | -0.23156 | 1.4665
119 | 2.2752 | 0.7865 | -2.2752 | -0.7879 | 1.6757e-05 | -0.0013973 | 0.069928 | 0.069942 | 0.069942 | 0.99378 | -0.23494 | 0.99378 | -0.23515 | 8.3066
120 | -3.0783 | -1.134 | 3.0787 | 1.1145 | 0.00043666 | -0.019495 | 0.095265 | 0.095067 | 0.095265 | 0.99407 | -0.22809 | 0.99423 | -0.22413 | 11.3141
121 | 0.17042 | 0.081509 | -0.17042 | -0.082538 | 1.7576e-06 | -0.0010292 | 0.0054859 | 0.0054989 | 0.0054989 | 0.99407 | -0.22809 | 0.99406 | -0.228 | 2.4995
122 | 1.1405 | 0.54452 | -1.1405 | -0.54533 | 6.274e-05 | -0.00081447 | 0.036589 | 0.036599 | 0.036599 | 0.99714 | 0.023509 | 0.99709 | 0.023974 | 16.6361
123 | 0.19506 | 0.094233 | -0.19506 | -0.094473 | 6.2414e-07 | -0.00023973 | 0.0062899 | 0.0062929 | 0.0062929 | 0.99423 | -0.22413 | 0.99423 | -0.22446 | 0.48782
124 | 0.98876 | 0.43165 | -0.98866 | -0.47643 | 0.00010867 | -0.044781 | 0.031334 | 0.031878 | 0.031878 | 0.99395 | -0.22529 | 0.99383 | -0.22768 | 3.786
125 | 0.29627 | 0.14342 | -0.29627 | -0.14349 | 8.9659e-07 | -6.9057e-05 | 0.0095611 | 0.009562 | 0.009562 | 0.99383 | -0.22768 | 0.99382 | -0.22782 | 1.1661
126 | 0.69238 | 0.33301 | -0.69232 | -0.33384 | 6.4128e-05 | -0.00083028 | 0.022317 | 0.022328 | 0.022328 | 0.99383 | -0.22768 | 0.9937 | -0.23184 | 2.723
127 | 2.001 | 0.68283 | -2.0006 | -0.72454 | 0.0003874 | -0.041709 | 0.061416 | 0.061821 | 0.061821 | 0.99378 | -0.23515 | 0.99355 | -0.24074 | 7.3422
128 | 0.27426 | 0.10506 | -0.27426 | -0.13226 | 4.9714e-06 | -0.027198 | 0.0085314 | 0.0088449 | 0.0088449 | 0.99378 | -0.23515 | 0.99375 | -0.23558 | 1.0505
129 | 1.1405 | 0.54533 | -1.1402 | -0.54937 | 0.00031203 | -0.0040424 | 0.036599 | 0.036651 | 0.036651 | 0.99709 | 0.023974 | 0.99684 | 0.026311 | 16.6597
130 | 0.69232 | 0.33384 | -0.69232 | -0.33515 | 1.5839e-06 | -0.0013073 | 0.022328 | 0.022345 | 0.022345 | 0.9937 | -0.23184 | 0.9937 | -0.23189 | 2.6538
131 | -0.38745 | -0.18765 | 0.38749 | 0.18751 | 3.8807e-05 | -0.00013983 | 0.012508 | 0.012505 | 0.012508 | 0.99359 | -0.23255 | 0.9937 | -0.23189 | 5.956
132 | -0.17079 | -0.082717 | 0.17079 | 0.082445 | 4.6965e-07 | -0.00027228 | 0.0055162 | 0.0055127 | 0.0055162 | 0.99309 | -0.25219 | 0.9931 | -0.25221 | 2.5074
133 | -0.17079 | -0.082445 | 0.17079 | 0.082198 | 4.2654e-07 | -0.00024757 | 0.0055127 | 0.0055096 | 0.0055127 | 0.9931 | -0.25221 | 0.9931 | -0.25223 | 2.5058
134 | -0.24178 | -0.11658 | 0.24178 | 0.11654 | 1.315e-07 | -3.8067e-05 | 0.0078023 | 0.0078018 | 0.0078023 | 0.9931 | -0.25223 | 0.9931 | -0.25224 | 3.5465
135 | 0.41002 | 0.15203 | -0.41 | -0.19843 | 1.8938e-05 | -0.046396 | 0.012711 | 0.013241 | 0.013241 | 0.9931 | -0.25224 | 0.99305 | -0.25334 | 1.5726
136 | -0.6518 | -0.26857 | 0.65186 | 0.20383 | 6.39e-05 | -0.06474 | 0.020492 | 0.019851 | 0.020492 | 0.9931 | -0.25224 | 0.99321 | -0.24948 | 2.4337
137 | 0.41 | 0.19843 | -0.41 | -0.19857 | 3.5428e-06 | -0.00013958 | 0.013241 | 0.013243 | 0.013243 | 0.99305 | -0.25334 | 0.99303 | -0.25372 | 1.615
138 | -1.0032 | -0.3723 | 1.0034 | 0.27816 | 0.00021514 | -0.094145 | 0.031101 | 0.030256 | 0.031101 | 0.99321 | -0.24948 | 0.99347 | -0.24288 | 3.6937
139 | 0.35133 | 0.16847 | -0.35133 | -0.169 | 3.8444e-06 | -0.00052741 | 0.011325 | 0.011331 | 0.011331 | 0.99321 | -0.24948 | 0.9932 | -0.24939 | 5.1506
140 | -0.25101 | -0.12095 | 0.25102 | 0.10946 | 1.0563e-05 | -0.011488 | 0.0080967 | 0.0079574 | 0.0080967 | 0.99341 | -0.24343 | 0.99346 | -0.2429 | 2.2367
141 | 0.25101 | 0.12095 | -0.25101 | -0.12157 | 2.3108e-06 | -0.00062084 | 0.0080967 | 0.0081046 | 0.0081046 | 0.99341 | -0.24343 | 0.99341 | -0.24335 | 3.6839
142 | -0.25102 | -0.10946 | 0.25102 | 0.10691 | 8.0253e-07 | -0.0025526 | 0.0079574 | 0.0079281 | 0.0079574 | 0.99346 | -0.2429 | 0.99346 | -0.24288 | 1.2472
143 | -0.52517 | -0.23968 | 0.52517 | 0.23942 | 3.7524e-07 | -0.0002675 | 0.016774 | 0.016771 | 0.016774 | 0.99346 | -0.24288 | 0.99347 | -0.24288 | 2.6292
144 | -1.5286 | -0.51757 | 1.5286 | 0.51328 | 2.3013e-05 | -0.0042951 | 0.046894 | 0.046853 | 0.046894 | 0.99347 | -0.24288 | 0.99348 | -0.24243 | 5.5693
145 | -0.21502 | -0.10414 | 0.21502 | 0.10403 | 3.0081e-07 | -0.00010999 | 0.006944 | 0.0069426 | 0.006944 | 0.99319 | -0.24926 | 0.99319 | -0.24927 | 3.1564
146 | -0.21502 | -0.10403 | 0.21502 | 0.10357 | 1.2493e-06 | -0.00045727 | 0.0069426 | 0.0069368 | 0.0069426 | 0.99319 | -0.24927 | 0.9932 | -0.24932 | 3.1557
147 | -0.21502 | -0.10357 | 0.21502 | 0.10298 | 1.6127e-06 | -0.00059144 | 0.0069368 | 0.0069294 | 0.0069368 | 0.9932 | -0.24932 | 0.9932 | -0.24939 | 3.1531
148 | 0.1069 | 0.050414 | -0.1069 | -0.051773 | 8.9183e-07 | -0.001359 | 0.0034145 | 0.0034314 | 0.0034314 | 0.99923 | 0.0062538 | 0.99922 | 0.0063244 | 1.5597
149 | -3.3705 | -1.4696 | 3.3727 | 1.4709 | 0.0022342 | 0.0012704 | 0.10695 | 0.10694 | 0.10695 | 0.99251 | -0.19477 | 0.99322 | -0.18869 | 50.9264
150 | -3.6522 | -1.6063 | 3.6532 | 1.6052 | 0.0010005 | -0.0010164 | 0.11596 | 0.11595 | 0.11596 | 0.99322 | -0.18869 | 0.99348 | -0.19058 | 52.71
151 | -0.17544 | -0.084972 | 0.17544 | 0.084745 | 1.7577e-08 | -0.00022626 | 0.0056628 | 0.0056599 | 0.0056628 | 0.99375 | -0.23558 | 0.99375 | -0.23558 | 0.67254
152 | 0.098811 | 0.047517 | -0.098811 | -0.047856 | 4.8154e-07 | -0.00033933 | 0.003185 | 0.0031893 | 0.0031893 | 0.99375 | -0.23558 | 0.99375 | -0.2358 | 0.38894
153 | 1.6301 | 0.54714 | -1.6301 | -0.55722 | 6.1486e-05 | -0.010077 | 0.04996 | 0.050054 | 0.050054 | 0.99355 | -0.24074 | 0.9935 | -0.24187 | 5.9447
154 | 0.37045 | 0.1774 | -0.37043 | -0.17941 | 1.6276e-05 | -0.0020085 | 0.011934 | 0.011959 | 0.011959 | 0.99355 | -0.24074 | 0.99351 | -0.24037 | 5.436
155 | 1.6301 | 0.55722 | -1.63 | -0.55983 | 1.5974e-05 | -0.0026115 | 0.050054 | 0.050079 | 0.050079 | 0.9935 | -0.24187 | 0.99349 | -0.24216 | 5.9476
156 | 1.5286 | 0.5107 | -1.5286 | -0.51328 | 1.3773e-05 | -0.002574 | 0.04683 | 0.046853 | 0.046853 | 0.99349 | -0.24216 | 0.99348 | -0.24243 | 5.5645
157 | 1.1402 | 0.54937 | -1.1401 | -0.5501 | 5.637e-05 | -0.00072882 | 0.036651 | 0.036661 | 0.036661 | 0.99684 | 0.026311 | 0.99679 | 0.026737 | 16.6639
158 | 1.0346 | 0.499 | -1.0345 | -0.49983 | 5.2918e-05 | -0.00083377 | 0.033265 | 0.033276 | 0.033276 | 0.99679 | 0.026737 | 0.99674 | 0.027179 | 15.1255
159 | 1.0345 | 0.49983 | -1.0345 | -0.50102 | 7.5146e-05 | -0.0011829 | 0.033276 | 0.033291 | 0.033291 | 0.99674 | 0.027179 | 0.99667 | 0.027811 | 15.1324

## res_trafo
| p_hv_mw | q_hv_mvar | p_lv_mw | q_lv_mvar | pl_mw | ql_mvar | i_hv_ka | i_lv_ka | vm_hv_pu | va_hv_degree | vm_lv_pu | va_lv_degree | loading_percent
0 | 2.6518e-14 | 1.7507e-14 | 0.013999 | 0.0105 | 0.013999 | 0.0105 | 1.6678e-16 | 0.00050517 | 0.99997 | 149.9981 | 1 | 0 | 0.069998

## res_ext_grid
| p_mw | q_mvar
0 | 19.3923 | 8.3899

## res_load
| p_mw | q_mvar
0 | 0.17334 | 0.083953
1 | 0.050482 | 0.024449
2 | 0.18065 | 0.087492
3 | 0.13589 | 0.065813
4 | 0.40637 | 0.19681
5 | 0.27517 | 0.13327
6 | 0.13368 | 0.064743
7 | 0.073924 | 0.035803
8 | 0.23595 | 0.11428
9 | 0.11714 | 0.056732
10 | 0.161 | 0.077975
11 | 0.19917 | 0.096461
12 | 0.22652 | 0.10971
13 | 0.1441 | 0.06979
14 | 0.19385 | 0.093885
15 | 1.0835 | 0.52476
16 | 0.32939 | 0.15953
17 | 0.37197 | 0.18015
18 | 0.29734 | 0.14401
19 | 0.068191 | 0.033026
20 | 0.19046 | 0.092242
21 | 0.33248 | 0.16103
22 | 0.46873 | 0.22702
23 | 0.13045 | 0.063179
24 | 0.18995 | 0.091999
25 | 0.19103 | 0.092521
26 | 0.31797 | 0.154
27 | 0.12448 | 0.060289
28 | 0.11062 | 0.053577
29 | 0.091096 | 0.04412
30 | 0.17289 | 0.083733
31 | 0.087683 | 0.042467
32 | 0.37817 | 0.18316
33 | 0.25831 | 0.12511
34 | 0.099933 | 0.0484
35 | 0.2694 | 0.13047
36 | 0.33958 | 0.16447
37 | 0.1055 | 0.051096
38 | 0.17304 | 0.083807
39 | 0.35064 | 0.16982
40 | 0.22277 | 0.10789
41 | 0.19427 | 0.094088
42 | 0.37349 | 0.18089
43 | 0.22453 | 0.10874
44 | 0.19617 | 0.095008
45 | 0.3006 | 0.14559
46 | 0.40503 | 0.19617
47 | 0.34543 | 0.1673
48 | 0.099756 | 0.048314
49 | 0.34201 | 0.16564
50 | 0.28993 | 0.14042
51 | 0.36207 | 0.17536
52 | 0.17042 | 0.082538
53 | 0.10099 | 0.048912
54 | 0.19506 | 0.094473
55 | 0.29627 | 0.14349
56 | 0.38745 | 0.18765
57 | 0.30483 | 0.14764
58 | 0.17079 | 0.082717
59 | 0.070985 | 0.03438
60 | 0.25101 | 0.12157
61 | 0.27415 | 0.13277
62 | 0.21502 | 0.10414
63 | 0.13631 | 0.066017
64 | 0.1069 | 0.051773
65 | 0.19395 | 0.093932
66 | 0.27945 | 0.13534
67 | 0.39494 | 0.19128
68 | 0.28457 | 0.13782
69 | 0.55112 | 0.26692
70 | 0.17544 | 0.084972
71 | 0.098811 | 0.047856
72 | 0.37043 | 0.17941
73 | 0.10143 | 0.049122
74 | 0.41 | 0.19857
75 | 0.10551 | 0.051101
76 | 1.0345 | 0.50102

## dtypes
| element | column | dtype
0 | bus | name | object
1 | bus | vn_kv | float64
2 | bus | type | object
3 | bus | zone | object
4 | bus | in_service | bool
5 | load | name | object
6 | load | bus | uint32
7 | load | p_mw | float64
8 | load | q_mvar | float64
9 | load | const_z_percent | float64
10 | load | const_i_percent | float64
11 | load | sn_mva | float64
12 | load | scaling | float64
13 | load | in_service | bool
14 | load | type | object
15 | ext_grid | name | object
16 | ext_grid | bus | uint32
17 | ext_grid | vm_pu | float64
18 | ext_grid | va_degree | float64
19 | ext_grid | slack_weight | float64
20 | ext_grid | in_service | bool
21 | line | name | object
22 | line | std_type | object
23 | line | from_bus | uint32
24 | line | to_bus | uint32
25 | line | length_km | float64
26 | line | r_ohm_per_km | float64
27 | line | x_ohm_per_km | float64
28 | line | c_nf_per_km | float64
29 | line | g_us_per_km | float64
30 | line | max_i_ka | float64
31 | line | df | float64
32 | line | parallel | uint32
33 | line | type | object
34 | line | in_service | bool
35 | trafo | name | object
36 | trafo | std_type | object
37 | trafo | hv_bus | uint32
38 | trafo | lv_bus | uint32
39 | trafo | sn_mva | float64
40 | trafo | vn_hv_kv | float64
41 | trafo | vn_lv_kv | float64
42 | trafo | vk_percent | float64
43 | trafo | vkr_percent | float64
44 | trafo | pfe_kw | float64
45 | trafo | i0_percent | float64
46 | trafo | shift_degree | float64
47 | trafo | tap_side | object
48 | trafo | tap_neutral | int32
49 | trafo | tap_min | int32
50 | trafo | tap_max | int32
51 | trafo | tap_step_percent | float64
52 | trafo | tap_step_degree | float64
53 | trafo | tap_pos | int32
54 | trafo | tap_phase_shifter | bool
55 | trafo | parallel | uint32
56 | trafo | df | float64
57 | trafo | in_service | bool
58 | bus_geodata | x | float64
59 | bus_geodata | y | float64
60 | bus_geodata | coords | object
61 | res_bus | vm_pu | float64
62 | res_bus | va_degree | float64
63 | res_bus | p_mw | float64
64 | res_bus | q_mvar | float64
65 | res_line | p_from_mw | float64
66 | res_line | q_from_mvar | float64
67 | res_line | p_to_mw | float64
68 | res_line | q_to_mvar | float64
69 | res_line | pl_mw | float64
70 | res_line | ql_mvar | float64
71 | res_line | i_from_ka | float64
72 | res_line | i_to_ka | float64
73 | res_line | i_ka | float64
74 | res_line | vm_from_pu | float64
75 | res_line | va_from_degree | float64
76 | res_line | vm_to_pu | float64
77 | res_line | va_to_degree | float64
78 | res_line | loading_percent | float64
79 | res_trafo | p_hv_mw | float64
80 | res_trafo | q_hv_mvar | float64
81 | res_trafo | p_lv_mw | float64
82 | res_trafo | q_lv_mvar | float64
83 | res_trafo | pl_mw | float64
84 | res_trafo | ql_mvar | float64
85 | res_trafo | i_hv_ka | float64
86 | res_trafo | i_lv_ka | float64
87 | res_trafo | vm_hv_pu | float64
88 | res_trafo | va_hv_degree | float64
89 | res_trafo | vm_lv_pu | float64
90 | res_trafo | va_lv_degree | float64
91 | res_trafo | loading_percent | float64
92 | res_ext_grid | p_mw | float64
93 | res_ext_grid | q_mvar | float64
94 | res_load | p_mw | float64
95 | res_load | q_mvar | float64

## parameters
| version | format_version | converged | OPF_converged | name | f_hz | sn_mva
0 | 2.14.6 | 2.14.0 | TRUE | FALSE |  | 50 | 1