## bus
| name | vn_kv | type | zone | in_service
0 | bus_MV_541_0_node_0 | 20 | n |  | TRUE
1 | bus_MV_541_0_node_1 | 20 | n |  | TRUE
2 | bus_MV_541_0_node_2 | 20 | n |  | TRUE
3 | bus_MV_541_0_node_4 | 20 | n |  | TRUE
4 | bus_MV_541_0_node_18 | 20 | n |  | TRUE
5 | bus_MV_541_0_node_3 | 20 | n |  | TRUE
6 | bus_MV_541_0_node_164 | 20 | n |  | TRUE
7 | bus_MV_541_0_node_11 | 20 | n |  | TRUE
8 | bus_MV_541_0_node_9 | 20 | n |  | TRUE
9 | bus_MV_541_0_node_5 | 20 | n |  | TRUE
10 | bus_MV_541_0_node_8 | 20 | n |  | TRUE
11 | bus_MV_541_0_node_16 | 20 | n |  | TRUE
12 | bus_MV_541_0_node_142 | 20 | n |  | TRUE
13 | bus_MV_541_0_node_6 | 20 | n |  | TRUE
14 | bus_MV_541_0_node_17 | 20 | n |  | TRUE
15 | bus_MV_541_0_node_56 | 20 | n |  | TRUE
16 | bus_MV_541_0_node_15 | 20 | n |  | TRUE
17 | bus_MV_541_0_node_152 | 20 | n |  | TRUE
18 | bus_MV_541_0_node_95 | 20 | n |  | TRUE
19 | bus_MV_541_0_node_160 | 20 | n |  | TRUE
20 | bus_MV_541_0_node_74 | 20 | n |  | TRUE
21 | bus_MV_541_0_node_14 | 20 | n |  | TRUE
22 | bus_MV_541_0_node_10 | 20 | n |  | TRUE
23 | bus_MV_541_0_node_13 | 20 | n |  | TRUE
24 | bus_MV_541_0_node_50 | 20 | n |  | TRUE
25 | bus_MV_541_0_node_118 | 20 | n |  | TRUE
26 | bus_MV_541_0_node_165 | 20 | n |  | TRUE
27 | bus_MV_541_0_node_98 | 20 | n |  | TRUE
28 | bus_MV_541_0_node_12 | 20 | n |  | TRUE
29 | bus_MV_541_0_node_52 | 20 | n |  | TRUE
30 | bus_MV_541_0_node_53 | 20 | n |  | TRUE
31 | bus_MV_541_0_node_119 | 20 | n |  | TRUE
32 | bus_MV_541_0_node_79 | 20 | n |  | TRUE
33 | bus_MV_541_0_node_87 | 20 | n |  | TRUE
34 | bus_MV_541_0_node_57 | 20 | n |  | TRUE
35 | bus_MV_541_0_node_140 | 20 | n |  | TRUE
36 | bus_MV_541_0_node_35 | 20 | n |  | TRUE
37 | bus_MV_541_0_node_96 | 20 | n |  | TRUE
38 | bus_MV_541_0_node_21 | 20 | n |  | TRUE
39 | bus_MV_541_0_node_75 | 20 | n |  | TRUE
40 | bus_MV_541_0_node_76 | 20 | n |  | TRUE
41 | bus_MV_541_0_node_161 | 20 | n |  | TRUE
42 | bus_MV_541_0_node_73 | 20 | n |  | TRUE
43 | bus_MV_541_0_node_49 | 20 | n |  | TRUE
44 | bus_MV_541_0_node_97 | 20 | n |  | TRUE
45 | bus_MV_541_0_node_143 | 20 | n |  | TRUE
46 | bus_MV_541_0_node_162 | 20 | n |  | TRUE
47 | bus_MV_541_0_node_85 | 20 | n |  | TRUE
48 | bus_MV_541_0_node_58 | 20 | n |  | TRUE
49 | bus_MV_541_0_node_59 | 20 | n |  | TRUE
50 | bus_MV_541_0_node_154 | 20 | n |  | TRUE
51 | bus_MV_541_0_node_19 | 20 | n |  | TRUE
52 | bus_MV_541_0_node_20 | 20 | n |  | TRUE
53 | bus_MV_541_0_node_22 | 20 | n |  | TRUE
54 | bus_MV_541_0_node_141 | 20 | n |  | TRUE
55 | bus_MV_541_0_node_109 | 20 | n |  | TRUE
56 | bus_MV_541_0_node_62 | 20 | n |  | TRUE
57 | bus_MV_541_0_node_65 | 20 | n |  | TRUE
58 | bus_MV_541_0_node_60 | 20 | n |  | TRUE
59 | bus_MV_541_0_node_93 | 20 | n |  | TRUE
60 | bus_MV_541_0_node_86 | 20 | n |  | TRUE
61 | bus_MV_541_0_node_25 | 20 | n |  | TRUE
62 | bus_MV_541_0_node_27 | 20 | n |  | TRUE
63 | bus_MV_541_0_node_28 | 20 | n |  | TRUE
64 | bus_MV_541_0_node_31 | 20 | n |  | TRUE
65 | bus_MV_541_0_node_34 | 20 | n |  | TRUE
66 | bus_MV_541_0_node_26 | 20 | n |  | TRUE
67 | bus_MV_541_0_node_30 | 20 | n |  | TRUE
68 | bus_MV_541_0_node_29 | 20 | n |  | TRUE
69 | bus_MV_541_0_node_39 | 20 | n |  | TRUE
70 | bus_MV_541_0_node_45 | 20 | n |  | TRUE
71 | bus_MV_541_0_node_136 | 20 | n |  | TRUE
72 | bus_MV_541_0_node_80 | 20 | n |  | TRUE
73 | bus_MV_541_0_node_32 | 20 | n |  | TRUE
74 | bus_MV_541_0_node_122 | 20 | n |  | TRUE
75 | bus_MV_541_0_node_166 | 20 | n |  | TRUE
76 | bus_MV_541_0_node_41 | 20 | n |  | TRUE
77 | bus_MV_541_0_node_46 | 20 | n |  | TRUE
78 | bus_MV_541_0_node_47 | 20 | n |  | TRUE
79 | bus_MV_541_0_node_43 | 20 | n |  | TRUE
80 | bus_MV_541_0_node_115 | 20 | n |  | TRUE
81 | bus_MV_541_0_node_81 | 20 | n |  | TRUE
82 | bus_MV_541_0_node_36 | 20 | n |  | TRUE
83 | bus_MV_541_0_node_37 | 20 | n |  | TRUE
84 | bus_MV_541_0_node_38 | 20 | n |  | TRUE
85 | bus_MV_541_0_node_70 | 20 | n |  | TRUE
86 | bus_MV_541_0_node_71 | 20 | n |  | TRUE
87 | bus_MV_541_0_node_66 | 20 | n |  | TRUE
88 | bus_MV_541_0_node_147 | 20 | n |  | TRUE
89 | bus_MV_541_0_node_42 | 20 | n |  | TRUE
90 | bus_MV_541_0_node_68 | 20 | n |  | TRUE
91 | bus_MV_541_0_node_67 | 20 | n |  | TRUE
92 | bus_MV_541_0_node_44 | 20 | n |  | TRUE
93 | bus_MV_541_0_node_144 | 20 | n |  | TRUE
94 | bus_MV_541_0_node_103 | 20 | n |  | TRUE
95 | bus_MV_541_0_node_134 | 20 | n |  | TRUE
96 | bus_MV_541_0_node_105 | 20 | n |  | TRUE
97 | bus_MV_541_0_node_135 | 20 | n |  | TRUE
98 | bus_MV_541_0_node_48 | 20 | n |  | TRUE
99 | bus_MV_541_0_node_55 | 20 | n |  | TRUE
100 | bus_MV_541_0_node_145 | 20 | n |  | TRUE
101 | bus_MV_541_0_node_69 | 20 | n |  | TRUE
102 | bus_MV_541_0_node_151 | 20 | n |  | TRUE
103 | bus_MV_541_0_node_150 | 20 | n |  | TRUE
104 | bus_MV_541_0_node_51 | 20 | n |  | TRUE
105 | bus_MV_541_0_node_54 | 20 | n |  | TRUE
106 | bus_MV_541_0_node_146 | 20 | n |  | TRUE
107 | bus_MV_541_0_node_61 | 20 | n |  | TRUE
108 | bus_MV_541_0_node_63 | 20 | n |  | TRUE
109 | bus_MV_541_0_node_89 | 20 | n |  | TRUE
110 | bus_MV_541_0_node_84 | 20 | n |  | TRUE
111 | bus_MV_541_0_node_64 | 20 | n |  | TRUE
112 | bus_MV_541_0_node_163 | 20 | n |  | TRUE
113 | bus_MV_541_0_node_77 | 20 | n |  | TRUE
114 | bus_MV_541_0_node_94 | 20 | n |  | TRUE
115 | bus_MV_541_0_node_88 | 20 | n |  | TRUE
116 | bus_MV_541_0_node_92 | 20 | n |  | TRUE
117 | bus_MV_541_0_node_90 | 20 | n |  | TRUE
118 | bus_MV_541_0_node_138 | 20 | n |  | TRUE
119 | bus_MV_541_0_node_91 | 20 | n |  | TRUE
120 | bus_MV_541_0_node_107 | 20 | n |  | TRUE
121 | bus_MV_541_0_node_108 | 20 | n |  | TRUE
122 | bus_MV_541_0_node_139 | 20 | n |  | TRUE
123 | bus_MV_541_0_node_72 | 20 | n |  | TRUE
124 | bus_MV_541_0_node_78 | 20 | n |  | TRUE
125 | bus_MV_541_0_node_170 | 20 | n |  | TRUE
126 | bus_MV_541_0_node_168 | 20 | n |  | TRUE
127 | bus_MV_541_0_node_169 | 20 | n |  | TRUE
128 | bus_MV_541_0_node_167 | 20 | n |  | TRUE
129 | bus_MV_541_0_node_82 | 20 | n |  | TRUE
130 | bus_MV_541_0_node_83 | 20 | n |  | TRUE
131 | bus_MV_541_0_node_132 | 20 | n |  | TRUE
132 | bus_MV_541_0_node_156 | 20 | n |  | TRUE
133 | bus_MV_541_0_node_155 | 20 | n |  | TRUE
134 | bus_MV_541_0_node_99 | 20 | n |  | TRUE
135 | bus_MV_541_0_node_100 | 20 | n |  | TRUE
136 | bus_MV_541_0_node_101 | 20 | n |  | TRUE
137 | bus_MV_541_0_node_102 | 20 | n |  | TRUE
138 | bus_MV_541_0_node_157 | 20 | n |  | TRUE
139 | bus_MV_541_0_node_159 | 20 | n |  | TRUE
140 | bus_MV_541_0_node_106 | 20 | n |  | TRUE
141 | bus_MV_541_0_node_104 | 20 | n |  | TRUE
142 | bus_MV_541_0_node_131 | 20 | n |  | TRUE
143 | bus_MV_541_0_node_153 | 20 | n |  | TRUE
144 | bus_MV_541_0_node_137 | 20 | n |  | TRUE
145 | bus_MV_541_0_node_130 | 20 | n |  | TRUE
146 | bus_MV_541_0_node_110 | 20 | n |  | TRUE
147 | bus_MV_541_0_node_111 | 20 | n |  | TRUE
148 | bus_MV_541_0_node_112 | 20 | n |  | TRUE
149 | bus_MV_541_0_node_113 | 20 | n |  | TRUE
150 | bus_MV_541_0_node_114 | 20 | n |  | TRUE
151 | bus_MV_541_0_node_121 | 20 | n |  | TRUE
152 | bus_MV_541_0_node_120 | 20 | n |  | TRUE
153 | bus_MV_541_0_node_117 | 20 | n |  | TRUE
154 | bus_MV_541_0_node_123 | 20 | n |  | TRUE
155 | bus_MV_541_0_node_116 | 20 | n |  | TRUE
156 | bus_MV_541_0_node_133 | 20 | n |  | TRUE
157 | bus_MV_541_0_node_126 | 20 | n |  | TRUE
158 | bus_MV_541_0_node_124 | 20 | n |  | TRUE
159 | bus_MV_541_0_node_125 | 20 | n |  | TRUE
160 | bus_MV_541_0_node_127 | 20 | n |  | TRUE
161 | bus_MV_541_0_node_128 | 20 | n |  | TRUE
162 | bus_MV_541_0_node_129 | 20 | n |  | TRUE
163 | bus_MV_541_0_node_158 | 20 | n |  | TRUE
164 | bus_MV_541_0_node_148 | 20 | n |  | TRUE
165 | bus_MV_541_0_node_149 | 20 | n |  | TRUE
166 | bus_HV_541_0_node_4 | 110 | n |  | TRUE

## load
| name | bus | p_mw | q_mvar | const_z_percent | const_i_percent | sn_mva | scaling | in_service | type
0 | MV_541_0_load_0 | 0 | 0.36379 | 0.17619 | 0 | 0 |  | 1 | TRUE | wye
1 | MV_541_0_load_164 | 6 | 0.080182 | 0.038834 | 0 | 0 |  | 1 | TRUE | wye
2 | MV_541_0_load_142 | 12 | 0.14101 | 0.068295 | 0 | 0 |  | 1 | TRUE | wye
3 | MV_541_0_load_56 | 15 | 0.31197 | 0.1511 | 0 | 0 |  | 1 | TRUE | wye
4 | MV_541_0_load_152 | 17 | 0.10515 | 0.050927 | 0 | 0 |  | 1 | TRUE | wye
5 | MV_541_0_load_95 | 18 | 0.18453 | 0.089372 | 0 | 0 |  | 1 | TRUE | wye
6 | MV_541_0_load_160 | 19 | 0.64698 | 0.31334 | 0 | 0 |  | 1 | TRUE | wye
7 | MV_541_0_load_118 | 25 | 0.20765 | 0.10057 | 0 | 0 |  | 1 | TRUE | wye
8 | MV_541_0_load_165 | 26 | 0.39557 | 0.19158 | 0 | 0 |  | 1 | TRUE | wye
9 | MV_541_0_load_53 | 30 | 0.14507 | 0.07026 | 0 | 0 |  | 1 | TRUE | wye
10 | MV_541_0_load_119 | 31 | 0.14054 | 0.068065 | 0 | 0 |  | 1 | TRUE | wye
11 | MV_541_0_load_79 | 32 | 0.22862 | 0.11072 | 0 | 0 |  | 1 | TRUE | wye
12 | MV_541_0_load_57 | 34 | 0.25337 | 0.12271 | 0 | 0 |  | 1 | TRUE | wye
13 | MV_541_0_load_140 | 35 | 2.039 | 0.98752 | 0 | 0 |  | 1 | TRUE | wye
14 | MV_541_0_load_35 | 36 | 0.30173 | 0.14613 | 0 | 0 |  | 1 | TRUE | wye
15 | MV_541_0_load_96 | 37 | 0.1151 | 0.055745 | 0 | 0 |  | 1 | TRUE | wye
16 | MV_541_0_load_75 | 39 | 0.10036 | 0.048606 | 0 | 0 |  | 1 | TRUE | wye
17 | MV_541_0_load_161 | 41 | 0.14217 | 0.068854 | 0 | 0 |  | 1 | TRUE | wye
18 | MV_541_0_load_49 | 43 | 0.38247 | 0.18524 | 0 | 0 |  | 1 | TRUE | wye
19 | MV_541_0_load_97 | 44 | 1.889 | 0.91487 | 0 | 0 |  | 1 | TRUE | wye
20 | MV_541_0_load_143 | 45 | 0.088556 | 0.04289 | 0 | 0 |  | 1 | TRUE | wye
21 | MV_541_0_load_162 | 46 | 0.085976 | 0.04164 | 0 | 0 |  | 1 | TRUE | wye
22 | MV_541_0_load_154 | 50 | 0.21433 | 0.1038 | 0 | 0 |  | 1 | TRUE | wye
23 | MV_541_0_load_19 | 51 | 0.39931 | 0.19339 | 0 | 0 |  | 1 | TRUE | wye
24 | MV_541_0_load_22 | 53 | 0.40505 | 0.19618 | 0 | 0 |  | 1 | TRUE | wye
25 | MV_541_0_load_141 | 54 | 0.070944 | 0.03436 | 0 | 0 |  | 1 | TRUE | wye
26 | MV_541_0_load_60 | 58 | 0.40094 | 0.19418 | 0 | 0 |  | 1 | TRUE | wye
27 | MV_541_0_load_93 | 59 | 0.21847 | 0.10581 | 0 | 0 |  | 1 | TRUE | wye
28 | MV_541_0_load_25 | 61 | 0.25066 | 0.1214 | 0 | 0 |  | 1 | TRUE | wye
29 | MV_541_0_load_39 | 69 | 0.30734 | 0.14885 | 0 | 0 |  | 1 | TRUE | wye
30 | MV_541_0_load_45 | 70 | 0.35025 | 0.16963 | 0 | 0 |  | 1 | TRUE | wye
31 | MV_541_0_load_136 | 71 | 0.22865 | 0.11074 | 0 | 0 |  | 1 | TRUE | wye
32 | MV_541_0_load_80 | 72 | 0.28152 | 0.13635 | 0 | 0 |  | 1 | TRUE | wye
33 | MV_541_0_load_122 | 74 | 0.091852 | 0.044486 | 0 | 0 |  | 1 | TRUE | wye
34 | MV_541_0_load_166 | 75 | 0.3247 | 0.15726 | 0 | 0 |  | 1 | TRUE | wye
35 | MV_541_0_load_46 | 77 | 0.073447 | 0.035572 | 0 | 0 |  | 1 | TRUE | wye
36 | MV_541_0_load_47 | 78 | 0.35324 | 0.17108 | 0 | 0 |  | 1 | TRUE | wye
37 | MV_541_0_load_43 | 79 | 0.10188 | 0.049342 | 0 | 0 |  | 1 | TRUE | wye
38 | MV_541_0_load_115 | 80 | 0.076391 | 0.036998 | 0 | 0 |  | 1 | TRUE | wye
39 | MV_541_0_load_36 | 82 | 0.39249 | 0.19009 | 0 | 0 |  | 1 | TRUE | wye
40 | MV_541_0_load_70 | 85 | 0.10367 | 0.050208 | 0 | 0 |  | 1 | TRUE | wye
41 | MV_541_0_load_71 | 86 | 0.083358 | 0.040372 | 0 | 0 |  | 1 | TRUE | wye
42 | MV_541_0_load_66 | 87 | 0.39838 | 0.19295 | 0 | 0 |  | 1 | TRUE | wye
43 | MV_541_0_load_147 | 88 | 0.07642 | 0.037012 | 0 | 0 |  | 1 | TRUE | wye
44 | MV_541_0_load_68 | 90 | 0.083226 | 0.040308 | 0 | 0 |  | 1 | TRUE | wye
45 | MV_541_0_load_67 | 91 | 0.091582 | 0.044355 | 0 | 0 |  | 1 | TRUE | wye
46 | MV_541_0_load_44 | 92 | 0.082511 | 0.039962 | 0 | 0 |  | 1 | TRUE | wye
47 | MV_541_0_load_144 | 93 | 0.11151 | 0.054006 | 0 | 0 |  | 1 | TRUE | wye
48 | MV_541_0_load_135 | 97 | 0.071828 | 0.034788 | 0 | 0 |  | 1 | TRUE | wye
49 | MV_541_0_load_48 | 98 | 0.091457 | 0.044294 | 0 | 0 |  | 1 | TRUE | wye
50 | MV_541_0_load_145 | 100 | 0.080608 | 0.03904 | 0 | 0 |  | 1 | TRUE | wye
51 | MV_541_0_load_69 | 101 | 0.2626 | 0.12718 | 0 | 0 |  | 1 | TRUE | wye
52 | MV_541_0_load_151 | 102 | 0.17561 | 0.085052 | 0 | 0 |  | 1 | TRUE | wye
53 | MV_541_0_load_150 | 103 | 0.30111 | 0.14583 | 0 | 0 |  | 1 | TRUE | wye
54 | MV_541_0_load_51 | 104 | 0.16476 | 0.079797 | 0 | 0 |  | 1 | TRUE | wye
55 | MV_541_0_load_54 | 105 | 0.10026 | 0.048558 | 0 | 0 |  | 1 | TRUE | wye
56 | MV_541_0_load_146 | 106 | 0.071267 | 0.034516 | 0 | 0 |  | 1 | TRUE | wye
57 | MV_541_0_load_84 | 110 | 0.11948 | 0.057868 | 0 | 0 |  | 1 | TRUE | wye
58 | MV_541_0_load_163 | 112 | 0.4716 | 0.22841 | 0 | 0 |  | 1 | TRUE | wye
59 | MV_541_0_load_77 | 113 | 0.12408 | 0.060093 | 0 | 0 |  | 1 | TRUE | wye
60 | MV_541_0_load_92 | 116 | 0.346 | 0.16757 | 0 | 0 |  | 1 | TRUE | wye
61 | MV_541_0_load_90 | 117 | 0.26153 | 0.12666 | 0 | 0 |  | 1 | TRUE | wye
62 | MV_541_0_load_91 | 119 | 0.29266 | 0.14174 | 0 | 0 |  | 1 | TRUE | wye
63 | MV_541_0_load_107 | 120 | 0.30252 | 0.14652 | 0 | 0 |  | 1 | TRUE | wye
64 | MV_541_0_load_139 | 122 | 0.13312 | 0.064473 | 0 | 0 |  | 1 | TRUE | wye
65 | MV_541_0_load_72 | 123 | 0.32053 | 0.15524 | 0 | 0 |  | 1 | TRUE | wye
66 | MV_541_0_load_170 | 125 | 0.11377 | 0.055099 | 0 | 0 |  | 1 | TRUE | wye
67 | MV_541_0_load_169 | 127 | 0.15992 | 0.077454 | 0 | 0 |  | 1 | TRUE | wye
68 | MV_541_0_load_167 | 128 | 0.30948 | 0.14989 | 0 | 0 |  | 1 | TRUE | wye
69 | MV_541_0_load_82 | 129 | 0.15567 | 0.075392 | 0 | 0 |  | 1 | TRUE | wye
70 | MV_541_0_load_156 | 132 | 0.10241 | 0.049599 | 0 | 0 |  | 1 | TRUE | wye
71 | MV_541_0_load_155 | 133 | 0.10698 | 0.051813 | 0 | 0 |  | 1 | TRUE | wye
72 | MV_541_0_load_99 | 134 | 0.46828 | 0.2268 | 0 | 0 |  | 1 | TRUE | wye
73 | MV_541_0_load_157 | 138 | 0.068228 | 0.033044 | 0 | 0 |  | 1 | TRUE | wye
74 | MV_541_0_load_159 | 139 | 0.12732 | 0.061665 | 0 | 0 |  | 1 | TRUE | wye
75 | MV_541_0_load_131 | 142 | 0.32119 | 0.15556 | 0 | 0 |  | 1 | TRUE | wye
76 | MV_541_0_load_153 | 143 | 0.068634 | 0.033241 | 0 | 0 |  | 1 | TRUE | wye
77 | MV_541_0_load_137 | 144 | 0.14235 | 0.068944 | 0 | 0 |  | 1 | TRUE | wye
78 | MV_541_0_load_110 | 146 | 0.073801 | 0.035743 | 0 | 0 |  | 1 | TRUE | wye
79 | MV_541_0_load_112 | 148 | 0.077882 | 0.03772 | 0 | 0 |  | 1 | TRUE | wye
80 | MV_541_0_load_120 | 152 | 0.11858 | 0.05743 | 0 | 0 |  | 1 | TRUE | wye
81 | MV_541_0_load_123 | 154 | 0.09318 | 0.045129 | 0 | 0 |  | 1 | TRUE | wye
82 | MV_541_0_load_116 | 155 | 0.15442 | 0.074789 | 0 | 0 |  | 1 | TRUE | wye
83 | MV_541_0_load_124 | 158 | 0.082973 | 0.040186 | 0 | 0 |  | 1 | TRUE | wye
84 | MV_541_0_load_127 | 160 | 0.098736 | 0.04782 | 0 | 0 |  | 1 | TRUE | wye
85 | MV_541_0_load_158 | 163 | 0.1323 | 0.064077 | 0 | 0 |  | 1 | TRUE | wye
86 | MV_541_0_load_148 | 164 | 0.079351 | 0.038431 | 0 | 0 |  | 1 | TRUE | wye
87 | MV_541_0_load_149 | 165 | 0.12595 | 0.061002 | 0 | 0 |  | 1 | TRUE | wye

## ext_grid
| name | bus | vm_pu | va_degree | slack_weight | in_service
0 |  | 3 | 1 | 0 | 1 | TRUE

## line
| name | std_type | from_bus | to_bus | length_km | r_ohm_per_km | x_ohm_per_km | c_nf_per_km | g_us_per_km | max_i_ka | df | parallel | type | in_service
0 | MV_541_0_line_0 |  | 0 | 1 | 0.040827 | 0.445 | 0.132 | 190 | 0 | 0.22 | 1 | 1 | cs | TRUE
1 | MV_541_0_line_1 |  | 0 | 2 | 0.042283 | 0.445 | 0.132 | 190 | 0 | 0.22 | 1 | 1 | cs | TRUE
2 | MV_541_0_line_2 |  | 1 | 3 | 0.16797 | 0.445 | 0.132 | 190 | 0 | 0.22 | 1 | 1 | cs | TRUE
3 | MV_541_0_line_3 |  | 2 | 4 | 0.019481 | 0.445 | 0.132 | 190 | 0 | 0.22 | 1 | 1 | cs | TRUE
4 | MV_541_0_line_4 |  | 3 | 9 | 0.71078 | 0.103 | 0.058 | 500 | 0 | 0.638 | 1 | 1 | cs | TRUE
5 | MV_541_0_line_5 |  | 3 | 10 | 1.0921 | 0.103 | 0.058 | 500 | 0 | 0.638 | 1 | 1 | cs | TRUE
6 | MV_541_0_line_6 |  | 3 | 11 | 0.55592 | 0.445 | 0.132 | 190 | 0 | 0.22 | 1 | 1 | cs | TRUE
7 | MV_541_0_line_7 |  | 3 | 12 | 0.04657 | 0.445 | 0.132 | 190 | 0 | 0.22 | 1 | 1 | cs | TRUE
8 | MV_541_0_line_8 |  | 4 | 37 | 0.043365 | 0.445 | 0.132 | 190 | 0 | 0.22 | 1 | 1 | cs | TRUE
9 | MV_541_0_line_9 |  | 5 | 6 | 0.004267 | 0.445 | 0.132 | 190 | 0 | 0.22 | 1 | 1 | cs | TRUE
10 | MV_541_0_line_10 |  | 5 | 7 | 0.21231 | 0.103 | 0.058 | 500 | 0 | 0.638 | 1 | 1 | cs | TRUE
11 | MV_541_0_line_11 |  | 5 | 8 | 0.1632 | 0.103 | 0.058 | 500 | 0 | 0.638 | 1 | 1 | cs | TRUE
12 | MV_541_0_line_12 |  | 7 | 26 | 0.010873 | 0.445 | 0.132 | 190 | 0 | 0.22 | 1 | 1 | cs | TRUE
13 | MV_541_0_line_13 |  | 7 | 27 | 0.063116 | 0.445 | 0.132 | 190 | 0 | 0.22 | 1 | 1 | cs | TRUE
14 | MV_541_0_line_14 |  | 7 | 10 | 0.43613 | 0.103 | 0.058 | 500 | 0 | 0.638 | 1 | 1 | cs | TRUE
15 | MV_541_0_line_15 |  | 8 | 19 | 0.028325 | 0.445 | 0.132 | 190 | 0 | 0.22 | 1 | 1 | cs | TRUE
16 | MV_541_0_line_16 |  | 8 | 20 | 0.068883 | 0.445 | 0.132 | 190 | 0 | 0.22 | 1 | 1 | cs | TRUE
17 | MV_541_0_line_17 |  | 8 | 21 | 0.11115 | 0.161 | 0.117 | 273 | 0 | 0.362 | 1 | 1 | cs | TRUE
18 | MV_541_0_line_18 |  | 9 | 13 | 0.21842 | 0.103 | 0.058 | 500 | 0 | 0.638 | 1 | 1 | cs | TRUE
19 | MV_541_0_line_19 |  | 9 | 14 | 0.51668 | 0.445 | 0.132 | 190 | 0 | 0.22 | 1 | 1 | cs | TRUE
20 | MV_541_0_line_20 |  | 9 | 15 | 0.018288 | 0.445 | 0.132 | 190 | 0 | 0.22 | 1 | 1 | cs | TRUE
21 | MV_541_0_line_21 |  | 10 | 18 | 0.053028 | 0.445 | 0.132 | 190 | 0 | 0.22 | 1 | 1 | cs | TRUE
22 | MV_541_0_line_22 |  | 11 | 35 | 0.26888 | 0.445 | 0.132 | 190 | 0 | 0.22 | 1 | 1 | cs | TRUE
23 | MV_541_0_line_23 |  | 12 | 38 | 0.020499 | 0.445 | 0.132 | 190 | 0 | 0.22 | 1 | 1 | cs | TRUE
24 | MV_541_0_line_24 |  | 13 | 16 | 0.053431 | 0.103 | 0.058 | 500 | 0 | 0.638 | 1 | 1 | cs | TRUE
25 | MV_541_0_line_25 |  | 13 | 17 | 0.018091 | 0.445 | 0.132 | 190 | 0 | 0.22 | 1 | 1 | cs | TRUE
26 | MV_541_0_line_26 |  | 14 | 36 | 0.000623 | 0.445 | 0.132 | 190 | 0 | 0.22 | 1 | 1 | cs | TRUE
27 | MV_541_0_line_27 |  | 16 | 34 | 0.03966 | 0.119 | 0.32 | 11 | 0 | 0.645 | 1 | 1 | ol | TRUE
28 | MV_541_0_line_28 |  | 20 | 41 | 0.008031 | 0.445 | 0.132 | 190 | 0 | 0.22 | 1 | 1 | cs | TRUE
29 | MV_541_0_line_29 |  | 20 | 42 | 0.302 | 0.445 | 0.132 | 190 | 0 | 0.22 | 1 | 1 | cs | TRUE
30 | MV_541_0_line_30 |  | 21 | 32 | 0.0462 | 0.445 | 0.132 | 190 | 0 | 0.22 | 1 | 1 | cs | TRUE
31 | MV_541_0_line_31 |  | 21 | 33 | 0.1517 | 0.306 | 0.35 | 10 | 0 | 0.35 | 1 | 1 | ol | TRUE
32 | MV_541_0_line_32 |  | 22 | 23 | 0.095085 | 0.445 | 0.132 | 190 | 0 | 0.22 | 1 | 1 | cs | TRUE
33 | MV_541_0_line_33 |  | 22 | 24 | 0.005816 | 0.445 | 0.132 | 190 | 0 | 0.22 | 1 | 1 | cs | TRUE
34 | MV_541_0_line_34 |  | 22 | 25 | 0.01584 | 0.445 | 0.132 | 190 | 0 | 0.22 | 1 | 1 | cs | TRUE
35 | MV_541_0_line_35 |  | 23 | 31 | 0.012074 | 0.445 | 0.132 | 190 | 0 | 0.22 | 1 | 1 | cs | TRUE
36 | MV_541_0_line_36 |  | 24 | 43 | 0.004227 | 0.445 | 0.132 | 190 | 0 | 0.22 | 1 | 1 | cs | TRUE
37 | MV_541_0_line_37 |  | 27 | 44 | 0.012878 | 0.445 | 0.132 | 190 | 0 | 0.22 | 1 | 1 | cs | TRUE
38 | MV_541_0_line_38 |  | 28 | 29 | 0.004979 | 0.445 | 0.132 | 190 | 0 | 0.22 | 1 | 1 | cs | TRUE
39 | MV_541_0_line_39 |  | 28 | 30 | 0.018483 | 0.445 | 0.132 | 190 | 0 | 0.22 | 1 | 1 | cs | TRUE
40 | MV_541_0_line_40 |  | 29 | 45 | 0.01537 | 0.445 | 0.132 | 190 | 0 | 0.22 | 1 | 1 | cs | TRUE
41 | MV_541_0_line_41 |  | 33 | 46 | 0.00545 | 0.445 | 0.132 | 190 | 0 | 0.22 | 1 | 1 | cs | TRUE
42 | MV_541_0_line_42 |  | 33 | 47 | 0.16299 | 0.445 | 0.132 | 190 | 0 | 0.22 | 1 | 1 | cs | TRUE
43 | MV_541_0_line_43 |  | 34 | 48 | 0.006317 | 0.103 | 0.058 | 500 | 0 | 0.638 | 1 | 1 | cs | TRUE
44 | MV_541_0_line_44 |  | 38 | 52 | 0.089158 | 0.445 | 0.132 | 190 | 0 | 0.22 | 1 | 1 | cs | TRUE
45 | MV_541_0_line_45 |  | 39 | 40 | 0.026964 | 0.445 | 0.132 | 190 | 0 | 0.22 | 1 | 1 | cs | TRUE
46 | MV_541_0_line_46 |  | 40 | 124 | 0.19125 | 0.445 | 0.132 | 190 | 0 | 0.22 | 1 | 1 | cs | TRUE
47 | MV_541_0_line_47 |  | 40 | 113 | 0.016947 | 0.445 | 0.132 | 190 | 0 | 0.22 | 1 | 1 | cs | TRUE
48 | MV_541_0_line_48 |  | 42 | 123 | 0.039657 | 0.445 | 0.132 | 190 | 0 | 0.22 | 1 | 1 | cs | TRUE
49 | MV_541_0_line_49 |  | 43 | 104 | 0.030856 | 0.445 | 0.132 | 190 | 0 | 0.22 | 1 | 1 | cs | TRUE
50 | MV_541_0_line_50 |  | 45 | 102 | 0.011852 | 0.445 | 0.132 | 190 | 0 | 0.22 | 1 | 1 | cs | TRUE
51 | MV_541_0_line_51 |  | 45 | 103 | 0.015629 | 0.5939 | 0.372 | 9.5 | 0 | 0.21 | 1 | 1 | ol | TRUE
52 | MV_541_0_line_52 |  | 47 | 110 | 0.033676 | 0.445 | 0.132 | 190 | 0 | 0.22 | 1 | 1 | cs | TRUE
53 | MV_541_0_line_53 |  | 47 | 115 | 0.084026 | 0.445 | 0.132 | 190 | 0 | 0.22 | 1 | 1 | cs | TRUE
54 | MV_541_0_line_54 |  | 48 | 49 | 0.025628 | 0.103 | 0.058 | 500 | 0 | 0.638 | 1 | 1 | cs | TRUE
55 | MV_541_0_line_55 |  | 49 | 50 | 0.03577 | 0.103 | 0.058 | 500 | 0 | 0.638 | 1 | 1 | cs | TRUE
56 | MV_541_0_line_56 |  | 50 | 80 | 0.06603 | 0.5939 | 0.372 | 9.5 | 0 | 0.21 | 1 | 1 | ol | TRUE
57 | MV_541_0_line_57 |  | 50 | 67 | 0.079806 | 0.119 | 0.32 | 11 | 0 | 0.645 | 1 | 1 | ol | TRUE
58 | MV_541_0_line_58 |  | 51 | 52 | 0.002515 | 0.445 | 0.132 | 190 | 0 | 0.22 | 1 | 1 | cs | TRUE
59 | MV_541_0_line_59 |  | 53 | 54 | 0.054407 | 0.5939 | 0.372 | 9.5 | 0 | 0.21 | 1 | 1 | ol | TRUE
60 | MV_541_0_line_60 |  | 54 | 55 | 0.059162 | 0.445 | 0.132 | 190 | 0 | 0.22 | 1 | 1 | cs | TRUE
61 | MV_541_0_line_61 |  | 55 | 121 | 0.072532 | 0.445 | 0.132 | 190 | 0 | 0.22 | 1 | 1 | cs | TRUE
62 | MV_541_0_line_62 |  | 56 | 57 | 0.086831 | 0.445 | 0.132 | 190 | 0 | 0.22 | 1 | 1 | cs | TRUE
63 | MV_541_0_line_63 |  | 56 | 58 | 0.005449 | 0.445 | 0.132 | 190 | 0 | 0.22 | 1 | 1 | cs | TRUE
64 | MV_541_0_line_64 |  | 57 | 113 | 0.022851 | 0.445 | 0.132 | 190 | 0 | 0.22 | 1 | 1 | cs | TRUE
65 | MV_541_0_line_65 |  | 57 | 111 | 0.072635 | 0.445 | 0.132 | 190 | 0 | 0.22 | 1 | 1 | cs | TRUE
66 | MV_541_0_line_66 |  | 58 | 107 | 0.042911 | 0.5939 | 0.372 | 9.5 | 0 | 0.21 | 1 | 1 | ol | TRUE
67 | MV_541_0_line_67 |  | 59 | 60 | 0.055158 | 0.445 | 0.132 | 190 | 0 | 0.22 | 1 | 1 | cs | TRUE
68 | MV_541_0_line_68 |  | 60 | 114 | 0.030908 | 0.445 | 0.132 | 190 | 0 | 0.22 | 1 | 1 | cs | TRUE
69 | MV_541_0_line_69 |  | 60 | 115 | 0.12425 | 0.445 | 0.132 | 190 | 0 | 0.22 | 1 | 1 | cs | TRUE
70 | MV_541_0_line_70 |  | 61 | 62 | 0.00497 | 0.445 | 0.132 | 190 | 0 | 0.22 | 1 | 1 | cs | TRUE
71 | MV_541_0_line_71 |  | 61 | 63 | 0.007667 | 0.445 | 0.132 | 190 | 0 | 0.22 | 1 | 1 | cs | TRUE
72 | MV_541_0_line_72 |  | 62 | 64 | 0.012021 | 0.445 | 0.132 | 190 | 0 | 0.22 | 1 | 1 | cs | TRUE
73 | MV_541_0_line_73 |  | 63 | 65 | 0.12864 | 0.445 | 0.132 | 190 | 0 | 0.22 | 1 | 1 | cs | TRUE
74 | MV_541_0_line_74 |  | 63 | 66 | 0.046427 | 0.5939 | 0.372 | 9.5 | 0 | 0.21 | 1 | 1 | ol | TRUE
75 | MV_541_0_line_75 |  | 64 | 72 | 0.027977 | 0.445 | 0.132 | 190 | 0 | 0.22 | 1 | 1 | cs | TRUE
76 | MV_541_0_line_76 |  | 65 | 75 | 0.009489 | 0.445 | 0.132 | 190 | 0 | 0.22 | 1 | 1 | cs | TRUE
77 | MV_541_0_line_77 |  | 65 | 73 | 0.11824 | 0.445 | 0.132 | 190 | 0 | 0.22 | 1 | 1 | cs | TRUE
78 | MV_541_0_line_78 |  | 66 | 67 | 0.055773 | 0.445 | 0.132 | 190 | 0 | 0.22 | 1 | 1 | cs | TRUE
79 | MV_541_0_line_79 |  | 67 | 71 | 0.014143 | 0.103 | 0.058 | 500 | 0 | 0.638 | 1 | 1 | cs | TRUE
80 | MV_541_0_line_80 |  | 68 | 69 | 0.055192 | 0.119 | 0.32 | 11 | 0 | 0.645 | 1 | 1 | ol | TRUE
81 | MV_541_0_line_81 |  | 68 | 70 | 0.060265 | 0.306 | 0.35 | 10 | 0 | 0.35 | 1 | 1 | ol | TRUE
82 | MV_541_0_line_82 |  | 69 | 76 | 0.025294 | 0.103 | 0.058 | 500 | 0 | 0.638 | 1 | 1 | cs | TRUE
83 | MV_541_0_line_83 |  | 70 | 77 | 0.018197 | 0.445 | 0.132 | 190 | 0 | 0.22 | 1 | 1 | cs | TRUE
84 | MV_541_0_line_84 |  | 70 | 78 | 0.018337 | 0.161 | 0.117 | 273 | 0 | 0.362 | 1 | 1 | cs | TRUE
85 | MV_541_0_line_85 |  | 71 | 79 | 0.07452 | 0.119 | 0.32 | 11 | 0 | 0.645 | 1 | 1 | ol | TRUE
86 | MV_541_0_line_86 |  | 72 | 81 | 0.028504 | 0.445 | 0.132 | 190 | 0 | 0.22 | 1 | 1 | cs | TRUE
87 | MV_541_0_line_87 |  | 73 | 74 | 0.030402 | 0.445 | 0.132 | 190 | 0 | 0.22 | 1 | 1 | cs | TRUE
88 | MV_541_0_line_88 |  | 76 | 79 | 0.022463 | 0.103 | 0.058 | 500 | 0 | 0.638 | 1 | 1 | cs | TRUE
89 | MV_541_0_line_89 |  | 76 | 92 | 0.02827 | 0.445 | 0.132 | 190 | 0 | 0.22 | 1 | 1 | cs | TRUE
90 | MV_541_0_line_90 |  | 78 | 98 | 0.022942 | 0.445 | 0.132 | 190 | 0 | 0.22 | 1 | 1 | cs | TRUE
91 | MV_541_0_line_91 |  | 79 | 94 | 0.047576 | 0.445 | 0.132 | 190 | 0 | 0.22 | 1 | 1 | cs | TRUE
92 | MV_541_0_line_92 |  | 81 | 129 | 0.028113 | 0.445 | 0.132 | 190 | 0 | 0.22 | 1 | 1 | cs | TRUE
93 | MV_541_0_line_93 |  | 82 | 83 | 0.005778 | 0.445 | 0.132 | 190 | 0 | 0.22 | 1 | 1 | cs | TRUE
94 | MV_541_0_line_94 |  | 83 | 84 | 0.082717 | 0.445 | 0.132 | 190 | 0 | 0.22 | 1 | 1 | cs | TRUE
95 | MV_541_0_line_95 |  | 84 | 85 | 0.02006 | 0.445 | 0.132 | 190 | 0 | 0.22 | 1 | 1 | cs | TRUE
96 | MV_541_0_line_96 |  | 84 | 86 | 0.020287 | 0.445 | 0.132 | 190 | 0 | 0.22 | 1 | 1 | cs | TRUE
97 | MV_541_0_line_97 |  | 84 | 87 | 0.025215 | 0.445 | 0.132 | 190 | 0 | 0.22 | 1 | 1 | cs | TRUE
98 | MV_541_0_line_98 |  | 85 | 88 | 0.01902 | 0.445 | 0.132 | 190 | 0 | 0.22 | 1 | 1 | cs | TRUE
99 | MV_541_0_line_99 |  | 86 | 89 | 0.0094258 | 0.445 | 0.132 | 190 | 0 | 0.22 | 1 | 1 | cs | TRUE
100 | MV_541_0_line_100 |  | 87 | 90 | 0.015646 | 0.445 | 0.132 | 190 | 0 | 0.22 | 1 | 1 | cs | TRUE
101 | MV_541_0_line_101 |  | 87 | 91 | 0.029003 | 0.5939 | 0.372 | 9.5 | 0 | 0.21 | 1 | 1 | ol | TRUE
102 | MV_541_0_line_102 |  | 88 | 105 | 0.016369 | 0.445 | 0.132 | 190 | 0 | 0.22 | 1 | 1 | cs | TRUE
103 | MV_541_0_line_103 |  | 89 | 93 | 0.053713 | 0.445 | 0.132 | 190 | 0 | 0.22 | 1 | 1 | cs | TRUE
104 | MV_541_0_line_104 |  | 91 | 101 | 0.015509 | 0.445 | 0.132 | 190 | 0 | 0.22 | 1 | 1 | cs | TRUE
105 | MV_541_0_line_105 |  | 92 | 95 | 0.017239 | 0.445 | 0.132 | 190 | 0 | 0.22 | 1 | 1 | cs | TRUE
106 | MV_541_0_line_106 |  | 94 | 96 | 0.023854 | 0.445 | 0.132 | 190 | 0 | 0.22 | 1 | 1 | cs | TRUE
107 | MV_541_0_line_107 |  | 95 | 97 | 0.008651 | 0.445 | 0.132 | 190 | 0 | 0.22 | 1 | 1 | cs | TRUE
108 | MV_541_0_line_108 |  | 96 | 140 | 0.022619 | 0.445 | 0.132 | 190 | 0 | 0.22 | 1 | 1 | cs | TRUE
109 | MV_541_0_line_109 |  | 96 | 143 | 0.0050062 | 0.445 | 0.132 | 190 | 0 | 0.22 | 1 | 1 | cs | TRUE
110 | MV_541_0_line_110 |  | 96 | 141 | 0.022726 | 0.445 | 0.132 | 190 | 0 | 0.22 | 1 | 1 | cs | TRUE
111 | MV_541_0_line_111 |  | 98 | 99 | 0.0077243 | 0.445 | 0.132 | 190 | 0 | 0.22 | 1 | 1 | cs | TRUE
112 | MV_541_0_line_112 |  | 99 | 100 | 0.015354 | 0.445 | 0.132 | 190 | 0 | 0.22 | 1 | 1 | cs | TRUE
113 | MV_541_0_line_113 |  | 99 | 101 | 0.0044529 | 0.445 | 0.132 | 190 | 0 | 0.22 | 1 | 1 | cs | TRUE
114 | MV_541_0_line_114 |  | 100 | 106 | 0.00080018 | 0.445 | 0.132 | 190 | 0 | 0.22 | 1 | 1 | cs | TRUE
115 | MV_541_0_line_115 |  | 103 | 165 | 0.010265 | 0.445 | 0.132 | 190 | 0 | 0.22 | 1 | 1 | cs | TRUE
116 | MV_541_0_line_116 |  | 104 | 105 | 0.011393 | 0.445 | 0.132 | 190 | 0 | 0.22 | 1 | 1 | cs | TRUE
117 | MV_541_0_line_117 |  | 106 | 164 | 0.0011172 | 0.445 | 0.132 | 190 | 0 | 0.22 | 1 | 1 | cs | TRUE
118 | MV_541_0_line_118 |  | 107 | 108 | 0.039843 | 0.445 | 0.132 | 190 | 0 | 0.22 | 1 | 1 | cs | TRUE
119 | MV_541_0_line_119 |  | 108 | 109 | 0.005672 | 0.445 | 0.132 | 190 | 0 | 0.22 | 1 | 1 | cs | TRUE
120 | MV_541_0_line_120 |  | 108 | 110 | 0.047306 | 0.445 | 0.132 | 190 | 0 | 0.22 | 1 | 1 | cs | TRUE
121 | MV_541_0_line_121 |  | 109 | 117 | 0.049589 | 0.445 | 0.132 | 190 | 0 | 0.22 | 1 | 1 | cs | TRUE
122 | MV_541_0_line_122 |  | 111 | 112 | 0.008046 | 0.445 | 0.132 | 190 | 0 | 0.22 | 1 | 1 | cs | TRUE
123 | MV_541_0_line_123 |  | 114 | 120 | 0.016856 | 0.445 | 0.132 | 190 | 0 | 0.22 | 1 | 1 | cs | TRUE
124 | MV_541_0_line_124 |  | 115 | 116 | 0.037671 | 0.445 | 0.132 | 190 | 0 | 0.22 | 1 | 1 | cs | TRUE
125 | MV_541_0_line_125 |  | 116 | 119 | 0.038004 | 0.445 | 0.132 | 190 | 0 | 0.22 | 1 | 1 | cs | TRUE
126 | MV_541_0_line_126 |  | 117 | 118 | 0.013813 | 0.445 | 0.132 | 190 | 0 | 0.22 | 1 | 1 | cs | TRUE
127 | MV_541_0_line_127 |  | 118 | 122 | 0.038491 | 0.445 | 0.132 | 190 | 0 | 0.22 | 1 | 1 | cs | TRUE
128 | MV_541_0_line_128 |  | 120 | 121 | 0.023741 | 0.445 | 0.132 | 190 | 0 | 0.22 | 1 | 1 | cs | TRUE
129 | MV_541_0_line_129 |  | 124 | 125 | 0.003154 | 0.445 | 0.132 | 190 | 0 | 0.22 | 1 | 1 | cs | TRUE
130 | MV_541_0_line_130 |  | 124 | 126 | 0.018569 | 0.445 | 0.132 | 190 | 0 | 0.22 | 1 | 1 | cs | TRUE
131 | MV_541_0_line_131 |  | 126 | 127 | 0.040426 | 0.445 | 0.132 | 190 | 0 | 0.22 | 1 | 1 | cs | TRUE
132 | MV_541_0_line_132 |  | 126 | 128 | 0.002931 | 0.445 | 0.132 | 190 | 0 | 0.22 | 1 | 1 | cs | TRUE
133 | MV_541_0_line_133 |  | 129 | 130 | 0.024526 | 0.445 | 0.132 | 190 | 0 | 0.22 | 1 | 1 | cs | TRUE
134 | MV_541_0_line_134 |  | 130 | 131 | 0.026985 | 0.445 | 0.132 | 190 | 0 | 0.22 | 1 | 1 | cs | TRUE
135 | MV_541_0_line_135 |  | 131 | 132 | 0.019737 | 0.445 | 0.132 | 190 | 0 | 0.22 | 1 | 1 | cs | TRUE
136 | MV_541_0_line_136 |  | 131 | 133 | 0.020133 | 0.445 | 0.132 | 190 | 0 | 0.22 | 1 | 1 | cs | TRUE
137 | MV_541_0_line_137 |  | 132 | 157 | 0.01646 | 0.445 | 0.132 | 190 | 0 | 0.22 | 1 | 1 | cs | TRUE
138 | MV_541_0_line_138 |  | 134 | 135 | 0.022457 | 0.445 | 0.132 | 190 | 0 | 0.22 | 1 | 1 | cs | TRUE
139 | MV_541_0_line_139 |  | 135 | 136 | 0.025035 | 0.445 | 0.132 | 190 | 0 | 0.22 | 1 | 1 | cs | TRUE
140 | MV_541_0_line_140 |  | 135 | 137 | 0.032923 | 0.445 | 0.132 | 190 | 0 | 0.22 | 1 | 1 | cs | TRUE
141 | MV_541_0_line_141 |  | 136 | 138 | 0.03037 | 0.445 | 0.132 | 190 | 0 | 0.22 | 1 | 1 | cs | TRUE
142 | MV_541_0_line_142 |  | 137 | 139 | 0.017065 | 0.445 | 0.132 | 190 | 0 | 0.22 | 1 | 1 | cs | TRUE
143 | MV_541_0_line_143 |  | 137 | 140 | 0.038654 | 0.445 | 0.132 | 190 | 0 | 0.22 | 1 | 1 | cs | TRUE
144 | MV_541_0_line_144 |  | 138 | 145 | 0.0080816 | 0.445 | 0.132 | 190 | 0 | 0.22 | 1 | 1 | cs | TRUE
145 | MV_541_0_line_145 |  | 140 | 144 | 0.016055 | 0.445 | 0.132 | 190 | 0 | 0.22 | 1 | 1 | cs | TRUE
146 | MV_541_0_line_146 |  | 141 | 142 | 0.012453 | 0.445 | 0.132 | 190 | 0 | 0.22 | 1 | 1 | cs | TRUE
147 | MV_541_0_line_147 |  | 145 | 161 | 0.032122 | 0.445 | 0.132 | 190 | 0 | 0.22 | 1 | 1 | cs | TRUE
148 | MV_541_0_line_148 |  | 146 | 147 | 0.013823 | 0.445 | 0.132 | 190 | 0 | 0.22 | 1 | 1 | cs | TRUE
149 | MV_541_0_line_149 |  | 147 | 148 | 0.047953 | 0.445 | 0.132 | 190 | 0 | 0.22 | 1 | 1 | cs | TRUE
150 | MV_541_0_line_150 |  | 147 | 149 | 0.040964 | 0.445 | 0.132 | 190 | 0 | 0.22 | 1 | 1 | cs | TRUE
151 | MV_541_0_line_151 |  | 148 | 150 | 0.0075456 | 0.445 | 0.132 | 190 | 0 | 0.22 | 1 | 1 | cs | TRUE
152 | MV_541_0_line_152 |  | 149 | 151 | 0.007742 | 0.445 | 0.132 | 190 | 0 | 0.22 | 1 | 1 | cs | TRUE
153 | MV_541_0_line_153 |  | 149 | 152 | 0.016048 | 0.445 | 0.132 | 190 | 0 | 0.22 | 1 | 1 | cs | TRUE
154 | MV_541_0_line_154 |  | 150 | 153 | 0.017664 | 0.445 | 0.132 | 190 | 0 | 0.22 | 1 | 1 | cs | TRUE
155 | MV_541_0_line_155 |  | 151 | 154 | 0.038891 | 0.445 | 0.132 | 190 | 0 | 0.22 | 1 | 1 | cs | TRUE
156 | MV_541_0_line_156 |  | 153 | 155 | 0.025929 | 0.445 | 0.132 | 190 | 0 | 0.22 | 1 | 1 | cs | TRUE
157 | MV_541_0_line_157 |  | 154 | 156 | 0.010333 | 0.445 | 0.132 | 190 | 0 | 0.22 | 1 | 1 | cs | TRUE
158 | MV_541_0_line_158 |  | 156 | 157 | 0.017379 | 0.445 | 0.132 | 190 | 0 | 0.22 | 1 | 1 | cs | TRUE
159 | MV_541_0_line_159 |  | 157 | 159 | 0.020321 | 0.445 | 0.132 | 190 | 0 | 0.22 | 1 | 1 | cs | TRUE
160 | MV_541_0_line_160 |  | 158 | 159 | 0.016716 | 0.445 | 0.132 | 190 | 0 | 0.22 | 1 | 1 | cs | TRUE
161 | MV_541_0_line_161 |  | 160 | 161 | 0.019254 | 0.445 | 0.132 | 190 | 0 | 0.22 | 1 | 1 | cs | TRUE
162 | MV_541_0_line_162 |  | 161 | 162 | 0.037197 | 0.445 | 0.132 | 190 | 0 | 0.22 | 1 | 1 | cs | TRUE
163 | MV_541_0_line_163 |  | 162 | 163 | 0.032678 | 0.445 | 0.132 | 190 | 0 | 0.22 | 1 | 1 | cs | TRUE
164 | MV_541_0_line_164 |  | 164 | 165 | 0.0085867 | 0.445 | 0.132 | 190 | 0 | 0.22 | 1 | 1 | cs | TRUE

## trafo
| name | std_type | hv_bus | lv_bus | sn_mva | vn_hv_kv | vn_lv_kv | vk_percent | vkr_percent | pfe_kw | i0_percent | shift_degree | tap_side | tap_neutral | tap_min | tap_max | tap_step_percent | tap_step_degree | tap_pos | tap_phase_shifter | parallel | df | in_service
0 | MV_541_0_trafo_4 | 25 MVA 110/20 kV | 166 | 3 | 25 | 110 | 20 | 12 | 0.41 | 14 | 0.07 | 150 | hv | 0 | -9 | 9 | 1.5 | 0 | 0 | FALSE | 1 | 1 | TRUE

## bus_geodata
| x | y | coords
0 | 2683611.7762 | 1247574.4017
1 | 2683575.6861 | 1247555.1121
2 | 2683649.3652 | 1247593.9795
3 | 2683548.6394 | 1247635.3235
4 | 2683637.3851 | 1247603.6399
5 | 2683910.8712 | 1247612.6877
6 | 2683906.8035 | 1247611.3625
7 | 2683768.0328 | 1247668.5318
8 | 2683848.2419 | 1247713.3428
9 | 2683227.5783 | 1247330.8181
10 | 2683769.6822 | 1247473.2999
11 | 2683543.4234 | 1247871.8912
12 | 2683589.5853 | 1247657.5088
13 | 2683155.0431 | 1247389.8107
14 | 2683268.7912 | 1247261.4789
15 | 2683224.3184 | 1247347.796
16 | 2683111.7083 | 1247360.693
17 | 2683171.0481 | 1247398.2434
18 | 2683807.9838 | 1247437.8334
19 | 2683821.2744 | 1247704.4328
20 | 2683866.4146 | 1247762.4694
21 | 2683925.6073 | 1247671.9288
22 | 2683190.6747 | 1247609.272
23 | 2683145.6515 | 1247648.9365
24 | 2683191.3826 | 1247603.4999
25 | 2683174.9915 | 1247607.0468
26 | 2683771.7124 | 1247658.2984
27 | 2683730.27 | 1247701.9454
28 | 2683188.348 | 1247523.1982
29 | 2683183.9005 | 1247520.9342
30 | 2683193.5389 | 1247505.5766
31 | 2683133.5907 | 1247649.4785
32 | 2683929.2888 | 1247627.199
33 | 2684037.9217 | 1247773.8947
34 | 2683083.4932 | 1247332.8216
35 | 2683785.0113 | 1247902.0031
36 | 2683268.8 | 1247260.8564
37 | 2683601.0319 | 1247580.4979
38 | 2683607.6186 | 1247667.256
39 | 2684032.5797 | 1247461.2444
40 | 2684019.7663 | 1247484.9685
41 | 2683858.7925 | 1247759.8708
42 | 2683704.3388 | 1247806.8123
43 | 2683191.5703 | 1247599.2772
44 | 2683736.4284 | 1247690.6359
45 | 2683179.0326 | 1247535.4655
46 | 2684041.749 | 1247777.774
47 | 2684071.2832 | 1247686.1138
48 | 2683077.3351 | 1247331.3342
49 | 2683065.5959 | 1247347.0147
50 | 2683031.2499 | 1247337.0225
51 | 2683623.6339 | 1247730.2505
52 | 2683624.7309 | 1247727.9865
53 | 2684251.651 | 1247740.6583
54 | 2684269.4564 | 1247792.0691
55 | 2684219.7159 | 1247824.0997
56 | 2684111.8829 | 1247545.0408
57 | 2684054.9208 | 1247503.5915
58 | 2684106.7975 | 1247543.045
59 | 2684198.311 | 1247709.5298
60 | 2684162.6868 | 1247751.4475
61 | 2682937.5399 | 1247357.6859
62 | 2682933.8955 | 1247358.48
63 | 2682943.0906 | 1247352.3819
64 | 2682925.02 | 1247350.3721
65 | 2682863.4949 | 1247274.2229
66 | 2682975.0776 | 1247386.0318
67 | 2683010.5341 | 1247414.0931
68 | 2683077.4808 | 1247457.8071
69 | 2683043.0814 | 1247500.9682
70 | 2683130.5889 | 1247486.2911
71 | 2683002.0868 | 1247424.9189
72 | 2682905.5266 | 1247370.4393
73 | 2682845.9198 | 1247349.1546
74 | 2682825.1118 | 1247371.3192
75 | 2682861.1702 | 1247283.2748
76 | 2683017.7301 | 1247500.0126
77 | 2683121.3597 | 1247501.9738
78 | 2683145.6361 | 1247496.6019
79 | 2682995.285 | 1247499.1276
80 | 2683033.5328 | 1247271.0321
81 | 2682885.6653 | 1247390.8851
82 | 2683088.194 | 1247669.3685
83 | 2683087.2921 | 1247663.6628
84 | 2683094.642 | 1247588.2102
85 | 2683114.4981 | 1247591.042
86 | 2683074.4278 | 1247586.5108
87 | 2683106.8469 | 1247566.1456
88 | 2683133.3599 | 1247593.4934
89 | 2683065.0467 | 1247585.5937
90 | 2683120.5379 | 1247573.7188
91 | 2683120.8851 | 1247540.7668
92 | 2683014.7422 | 1247527.7986
93 | 2683056.984 | 1247538.3584
94 | 2682947.7718 | 1247498.7772
95 | 2683014.4029 | 1247545.0325
96 | 2682945.7909 | 1247515.106
97 | 2683014.2364 | 1247553.6809
98 | 2683134.348 | 1247516.5743
99 | 2683130.5474 | 1247523.2989
100 | 2683144.4757 | 1247529.7599
101 | 2683128.392 | 1247527.1954
102 | 2683176.5846 | 1247547.0619
103 | 2683163.4096 | 1247535.8911
104 | 2683160.908 | 1247596.9277
105 | 2683149.593 | 1247595.5987
106 | 2683145.2016 | 1247530.0966
107 | 2684087.0634 | 1247581.1489
108 | 2684093.5356 | 1247609.4393
109 | 2684095.3416 | 1247604.5947
110 | 2684078.1848 | 1247654.1595
111 | 2684018.433 | 1247558.7708
112 | 2684010.7876 | 1247556.1939
113 | 2684034.6491 | 1247493.0747
114 | 2684169.0741 | 1247777.1682
115 | 2684117.734 | 1247694.234
116 | 2684140.247 | 1247664.211
117 | 2684133.7421 | 1247635.964
118 | 2684144.405 | 1247644.7425
119 | 2684162.2279 | 1247633.438
120 | 2684184.993 | 1247782.7094
121 | 2684203.7831 | 1247797.2203
122 | 2684167.0847 | 1247613.65
123 | 2683692.1412 | 1247844.5469
124 | 2683914.0758 | 1247491.9884
125 | 2683915.0173 | 1247488.9773
126 | 2683908.417 | 1247509.6769
127 | 2683881.5454 | 1247529.1556
128 | 2683907.5164 | 1247512.4662
129 | 2682866.0768 | 1247411.0502
130 | 2682849.3366 | 1247428.9388
131 | 2682869.7723 | 1247425.4662
132 | 2682857.9488 | 1247441.0098
133 | 2682883.7366 | 1247410.9635
134 | 2682978.8598 | 1247582.4642
135 | 2682957.4688 | 1247576.6035
136 | 2682937.0338 | 1247584.3789
137 | 2682964.1802 | 1247552.5797
138 | 2682916.7627 | 1247567.9628
139 | 2682981.2715 | 1247551.6514
140 | 2682959.5251 | 1247524.1381
141 | 2682938.1313 | 1247500.5548
142 | 2682926.8533 | 1247495.2043
143 | 2682945.5472 | 1247520.1062
144 | 2682975.488 | 1247524.0692
145 | 2682908.7318 | 1247567.0593
146 | 2682770.4101 | 1247402.2271
147 | 2682756.8747 | 1247405.0303
148 | 2682749.3643 | 1247357.7918
149 | 2682786.6486 | 1247427.9182
150 | 2682749.912 | 1247350.2707
151 | 2682788.7797 | 1247434.8753
152 | 2682794.0812 | 1247413.6953
153 | 2682758.271 | 1247337.5001
154 | 2682825.5872 | 1247447.434
155 | 2682773.5247 | 1247355.9234
156 | 2682835.367 | 1247450.7708
157 | 2682851.5317 | 1247456.1673
158 | 2682842.9895 | 1247487.8244
159 | 2682848.1014 | 1247471.9087
160 | 2682902.4445 | 1247541.7433
161 | 2682894.8871 | 1247559.4491
162 | 2682903.716 | 1247527.1265
163 | 2682932.6287 | 1247540.763
164 | 2683146.2151 | 1247530.5668
165 | 2683154.0045 | 1247534.1801
166 | 2683548.6394 | 1247635.3235

## line_std_types
| c_nf_per_km | r_ohm_per_km | x_ohm_per_km | max_i_ka | type | q_mm2 | alpha | voltage_rating
NAYY 4x50 SE | 210 | 0.642 | 0.083 | 0.142 | cs | 50 | 0.00403 | LV
NAYY 4x120 SE | 264 | 0.225 | 0.08 | 0.242 | cs | 120 | 0.00403 | LV
NAYY 4x150 SE | 261 | 0.208 | 0.08 | 0.27 | cs | 150 | 0.00403 | LV
NA2XS2Y 1x95 RM/25 12/20 kV | 216 | 0.313 | 0.132 | 0.252 | cs | 95 | 0.00403 | MV
NA2XS2Y 1x185 RM/25 12/20 kV | 273 | 0.161 | 0.117 | 0.362 | cs | 185 | 0.00403 | MV
NA2XS2Y 1x240 RM/25 12/20 kV | 304 | 0.122 | 0.112 | 0.421 | cs | 240 | 0.00403 | MV
NA2XS2Y 1x95 RM/25 6/10 kV | 315 | 0.313 | 0.123 | 0.249 | cs | 95 | 0.00403 | MV
NA2XS2Y 1x185 RM/25 6/10 kV | 406 | 0.161 | 0.11 | 0.358 | cs | 185 | 0.00403 | MV
NA2XS2Y 1x240 RM/25 6/10 kV | 456 | 0.122 | 0.105 | 0.416 | cs | 240 | 0.00403 | MV
NA2XS2Y 1x150 RM/25 12/20 kV | 250 | 0.206 | 0.116 | 0.319 | cs | 150 | 0.00403 | MV
NA2XS2Y 1x120 RM/25 12/20 kV | 230 | 0.253 | 0.119 | 0.283 | cs | 120 | 0.00403 | MV
NA2XS2Y 1x70 RM/25 12/20 kV | 190 | 0.443 | 0.132 | 0.22 | cs | 70 | 0.00403 | MV
NA2XS2Y 1x150 RM/25 6/10 kV | 360 | 0.206 | 0.11 | 0.315 | cs | 150 | 0.00403 | MV
NA2XS2Y 1x120 RM/25 6/10 kV | 340 | 0.253 | 0.113 | 0.28 | cs | 120 | 0.00403 | MV
NA2XS2Y 1x70 RM/25 6/10 kV | 280 | 0.443 | 0.123 | 0.217 | cs | 70 | 0.00403 | MV
N2XS(FL)2Y 1x120 RM/35 64/110 kV | 112 | 0.153 | 0.166 | 0.366 | cs | 120 | 0.00393 | HV
N2XS(FL)2Y 1x185 RM/35 64/110 kV | 125 | 0.099 | 0.156 | 0.457 | cs | 185 | 0.00393 | HV
N2XS(FL)2Y 1x240 RM/35 64/110 kV | 135 | 0.075 | 0.149 | 0.526 | cs | 240 | 0.00393 | HV
N2XS(FL)2Y 1x300 RM/35 64/110 kV | 144 | 0.06 | 0.144 | 0.588 | cs | 300 | 0.00393 | HV
15-AL1/3-ST1A 0.4 | 11 | 1.8769 | 0.35 | 0.105 | ol | 16 | 0.00403 | LV
24-AL1/4-ST1A 0.4 | 11.25 | 1.2012 | 0.335 | 0.14 | ol | 24 | 0.00403 | LV
48-AL1/8-ST1A 0.4 | 12.2 | 0.5939 | 0.3 | 0.21 | ol | 48 | 0.00403 | LV
94-AL1/15-ST1A 0.4 | 13.2 | 0.306 | 0.29 | 0.35 | ol | 94 | 0.00403 | LV
34-AL1/6-ST1A 10.0 | 9.7 | 0.8342 | 0.36 | 0.17 | ol | 34 | 0.00403 | MV
48-AL1/8-ST1A 10.0 | 10.1 | 0.5939 | 0.35 | 0.21 | ol | 48 | 0.00403 | MV
70-AL1/11-ST1A 10.0 | 10.4 | 0.4132 | 0.339 | 0.29 | ol | 70 | 0.00403 | MV
94-AL1/15-ST1A 10.0 | 10.75 | 0.306 | 0.33 | 0.35 | ol | 94 | 0.00403 | MV
122-AL1/20-ST1A 10.0 | 11.1 | 0.2376 | 0.323 | 0.41 | ol | 122 | 0.00403 | MV
149-AL1/24-ST1A 10.0 | 11.25 | 0.194 | 0.315 | 0.47 | ol | 149 | 0.00403 | MV
34-AL1/6-ST1A 20.0 | 9.15 | 0.8342 | 0.382 | 0.17 | ol | 34 | 0.00403 | MV
48-AL1/8-ST1A 20.0 | 9.5 | 0.5939 | 0.372 | 0.21 | ol | 48 | 0.00403 | MV
70-AL1/11-ST1A 20.0 | 9.7 | 0.4132 | 0.36 | 0.29 | ol | 70 | 0.00403 | MV
94-AL1/15-ST1A 20.0 | 10 | 0.306 | 0.35 | 0.35 | ol | 94 | 0.00403 | MV
122-AL1/20-ST1A 20.0 | 10.3 | 0.2376 | 0.344 | 0.41 | ol | 122 | 0.00403 | MV
149-AL1/24-ST1A 20.0 | 10.5 | 0.194 | 0.337 | 0.47 | ol | 149 | 0.00403 | MV
184-AL1/30-ST1A 20.0 | 10.75 | 0.1571 | 0.33 | 0.535 | ol | 184 | 0.00403 | MV
243-AL1/39-ST1A 20.0 | 11 | 0.1188 | 0.32 | 0.645 | ol | 243 | 0.00403 | MV
48-AL1/8-ST1A 110.0 | 8 | 0.5939 | 0.46 | 0.21 | ol | 48 | 0.00403 | HV
70-AL1/11-ST1A 110.0 | 8.4 | 0.4132 | 0.45 | 0.29 | ol | 70 | 0.00403 | HV
94-AL1/15-ST1A 110.0 | 8.65 | 0.306 | 0.44 | 0.35 | ol | 94 | 0.00403 | HV
122-AL1/20-ST1A 110.0 | 8.5 | 0.2376 | 0.43 | 0.41 | ol | 122 | 0.00403 | HV
149-AL1/24-ST1A 110.0 | 8.75 | 0.194 | 0.41 | 0.47 | ol | 149 | 0.00403 | HV
184-AL1/30-ST1A 110.0 | 8.8 | 0.1571 | 0.4 | 0.535 | ol | 184 | 0.00403 | HV
243-AL1/39-ST1A 110.0 | 9 | 0.1188 | 0.39 | 0.645 | ol | 243 | 0.00403 | HV
305-AL1/39-ST1A 110.0 | 9.2 | 0.0949 | 0.38 | 0.74 | ol | 305 | 0.00403 | HV
490-AL1/64-ST1A 110.0 | 9.75 | 0.059 | 0.37 | 0.96 | ol | 490 | 0.00403 | HV
679-AL1/86-ST1A 110.0 | 9.95 | 0.042 | 0.36 | 1.15 | ol | 679 | 0.00403 | HV
490-AL1/64-ST1A 220.0 | 10 | 0.059 | 0.285 | 0.96 | ol | 490 | 0.00403 | HV
679-AL1/86-ST1A 220.0 | 11.7 | 0.042 | 0.275 | 1.15 | ol | 679 | 0.00403 | HV
490-AL1/64-ST1A 380.0 | 11 | 0.059 | 0.253 | 0.96 | ol | 490 | 0.00403 | HV
679-AL1/86-ST1A 380.0 | 14.6 | 0.042 | 0.25 | 1.15 | ol | 679 | 0.00403 | HV

## trafo_std_types
| i0_percent | pfe_kw | vkr_percent | sn_mva | vn_lv_kv | vn_hv_kv | vk_percent | shift_degree | vector_group | tap_side | tap_neutral | tap_min | tap_max | tap_step_degree | tap_step_percent | tap_phase_shifter
160 MVA 380/110 kV | 0.06 | 60 | 0.25 | 160 | 110 | 380 | 12.2 | 0 | Yy0 | hv | 0 | -9 | 9 | 0 | 1.5 | FALSE
100 MVA 220/110 kV | 0.06 | 55 | 0.26 | 100 | 110 | 220 | 12 | 0 | Yy0 | hv | 0 | -9 | 9 | 0 | 1.5 | FALSE
63 MVA 110/20 kV | 0.04 | 22 | 0.32 | 63 | 20 | 110 | 18 | 150 | YNd5 | hv | 0 | -9 | 9 | 0 | 1.5 | FALSE
40 MVA 110/20 kV | 0.05 | 18 | 0.34 | 40 | 20 | 110 | 16.2 | 150 | YNd5 | hv | 0 | -9 | 9 | 0 | 1.5 | FALSE
25 MVA 110/20 kV | 0.07 | 14 | 0.41 | 25 | 20 | 110 | 12 | 150 | YNd5 | hv | 0 | -9 | 9 | 0 | 1.5 | FALSE
63 MVA 110/10 kV | 0.04 | 22 | 0.32 | 63 | 10 | 110 | 18 | 150 | YNd5 | hv | 0 | -9 | 9 | 0 | 1.5 | FALSE
40 MVA 110/10 kV | 0.05 | 18 | 0.34 | 40 | 10 | 110 | 16.2 | 150 | YNd5 | hv | 0 | -9 | 9 | 0 | 1.5 | FALSE
25 MVA 110/10 kV | 0.07 | 14 | 0.41 | 25 | 10 | 110 | 12 | 150 | YNd5 | hv | 0 | -9 | 9 | 0 | 1.5 | FALSE
0.25 MVA 20/0.4 kV | 0.32 | 0.8 | 1.44 | 0.25 | 0.4 | 20 | 6 | 150 | Yzn5 | hv | 0 | -2 | 2 | 0 | 2.5 | FALSE
0.4 MVA 20/0.4 kV | 0.3375 | 1.35 | 1.425 | 0.4 | 0.4 | 20 | 6 | 150 | Dyn5 | hv | 0 | -2 | 2 | 0 | 2.5 | FALSE
0.63 MVA 20/0.4 kV | 0.2619 | 1.65 | 1.206 | 0.63 | 0.4 | 20 | 6 | 150 | Dyn5 | hv | 0 | -2 | 2 | 0 | 2.5 | FALSE
0.25 MVA 10/0.4 kV | 0.24 | 0.6 | 1.2 | 0.25 | 0.4 | 10 | 4 | 150 | Dyn5 | hv | 0 | -2 | 2 | 0 | 2.5 | FALSE
0.4 MVA 10/0.4 kV | 0.2375 | 0.95 | 1.325 | 0.4 | 0.4 | 10 | 4 | 150 | Dyn5 | hv | 0 | -2 | 2 | 0 | 2.5 | FALSE
0.63 MVA 10/0.4 kV | 0.1873 | 1.18 | 1.0794 | 0.63 | 0.4 | 10 | 4 | 150 | Dyn5 | hv | 0 | -2 | 2 | 0 | 2.5 | FALSE

## trafo3w_std_types
| sn_hv_mva | sn_mv_mva | sn_lv_mva | vn_hv_kv | vn_mv_kv | vn_lv_kv | vk_hv_percent | vk_mv_percent | vk_lv_percent | vkr_hv_percent | vkr_mv_percent | vkr_lv_percent | pfe_kw | i0_percent | shift_mv_degree | shift_lv_degree | vector_group | tap_side | tap_neutral | tap_min | tap_max | tap_step_percent
63/25/38 MVA 110/20/10 kV | 63 | 25 | 38 | 110 | 20 | 10 | 10.4 | 10.4 | 10.4 | 0.28 | 0.32 | 0.35 | 35 | 0.89 | 0 | 0 | YN0yn0yn0 | hv | 0 | -10 | 10 | 1.2
63/25/38 MVA 110/10/10 kV | 63 | 25 | 38 | 110 | 10 | 10 | 10.4 | 10.4 | 10.4 | 0.28 | 0.32 | 0.35 | 35 | 0.89 | 0 | 0 | YN0yn0yn0 | hv | 0 | -10 | 10 | 1.2

## fuse_std_types
| fuse_type | i_rated_a | t_avg | t_min | t_total | x_avg | x_min | x_total
HV 100A | HV 100A | 100 | 0 | [10.0, 3.64, 0.854, 0.281, 0.1, 0.0531, 0.022, 0.01] | [10.0, 4.267, 1.21, 0.403, 0.1, 0.058, 0.022, 0.01] | 0 | [300.0, 350.0, 450.0, 550.0, 700.0, 850.0, 1200.0, 1752.0] | [600.0, 700.0, 900.0, 1150.0, 1665.0, 2000.0, 3000.0, 4313.0]
HV 10A | HV 10A | 10 | 0 | [10.0, 1675.0, 0.344, 0.156, 0.1, 0.0417, 0.0171, 0.01] | [10.0, 1.3, 0.3, 0.155, 0.1, 0.0555, 0.023, 0.01] | 0 | [30.0, 32.0, 35.0, 37.0, 39.0, 50.0, 70.0, 88.0] | [60.0, 70.0, 80.0, 87.0, 94.0, 110.0, 150.0, 216.0]
HV 125A | HV 125A | 125 | 0 | [10.0, 1.82, 0.344, 0.1, 0.0467, 0.0269, 0.01] | [10.0, 2.478, 0.426, 0.1, 0.0427, 0.0211, 0.01] | 0 | [375.0, 500.0, 700.0, 925.0, 1200.0, 1500.0, 2341.0] | [750.0, 1000.0, 1500.0, 2200.0, 3000.0, 4000.0, 5765.0]
HV 160A | HV 160A | 160 | 0 | [10.0, 4.15, 1.03, 0.198, 0.1, 0.051, 0.0172, 0.01] | [10.0, 2.3, 0.734, 0.274, 0.1, 0.046, 0.0177, 0.01] | 0 | [480.0, 550.0, 700.0, 1000.0, 1260.0, 1600.0, 2500.0, 3227.0] | [960.0, 1300.0, 1700.0, 2200.0, 2996.0, 4000.0, 6000.0, 7946.0]
HV 16A | HV 16A | 16 | 0 | [10.0, 0.352, 0.164, 0.1, 0.0649, 0.0342, 0.01] | [10.0, 2.34, 0.722, 0.181, 0.1, 0.055, 0.0296, 0.01] | 0 | [48.0, 60.0, 65.0, 71.0, 80.0, 100.0, 162.0] | [96.0, 110.0, 125.0, 150.0, 168.0, 200.0, 250.0, 398.0]
HV 200A | HV 200A | 200 | 0 | [10.0, 4.267, 1.21, 0.403, 0.1, 0.058, 0.022, 0.01] | [10.0, 3.73, 1.654, 0.328, 0.1, 0.0531, 0.019, 0.01] | 0 | [600.0, 700.0, 900.0, 1150.0, 1665.0, 2000.0, 3000.0, 4313.0] | [1200.0, 1500.0, 1800.0, 2700.0, 3960.0, 5000.0, 7500.0, 10620.0]
HV 20A | HV 20A | 20 | 0 | [10.0, 1.3, 0.3, 0.155, 0.1, 0.0555, 0.023, 0.01] | [10.0, 1.3, 0.161, 0.1, 0.0611, 0.0399, 0.0141, 0.01] | 0 | [60.0, 70.0, 80.0, 87.0, 94.0, 110.0, 150.0, 216.0] | [120.0, 150.0, 200.0, 223.0, 260.0, 300.0, 450.0, 532.0]
HV 25A | HV 25A | 25 | 0 | [10.0, 2.512, 0.833, 0.299, 0.1, 0.0372, 0.0223, 0.01] | [10.0, 3.125, 0.597, 0.198, 0.1, 0.0378, 0.022, 0.01] | 0 | [75.0, 82.0, 90.0, 100.0, 124.0, 170.0, 200.0, 289.0] | [150.0, 170.0, 210.0, 250.0, 294.0, 400.0, 500.0, 711.0]
HV 31.5A | HV 31.5A | 31.5 | 0 | [10.0, 2.34, 0.722, 0.181, 0.1, 0.055, 0.0296, 0.01] | [10.0, 2.84, 0.368, 0.164, 0.1, 0.0621, 0.0378, 0.0195, 0.01] | 0 | [95.0, 110.0, 125.0, 150.0, 165.0, 200.0, 250.0, 390.0] | [189.0, 220.0, 300.0, 350.0, 393.0, 450.0, 530.0, 700.0, 960.0]
HV 40A | HV 40A | 40 | 0 | [10.0, 1.3, 0.161, 0.1, 0.0611, 0.0399, 0.0141, 0.01] | [10.0, 2.05, 0.369, 0.198, 0.1, 0.051, 0.0298, 0.01] | 0 | [120.0, 150.0, 200.0, 223.0, 260.0, 300.0, 450.0, 532.0] | [240.0, 300.0, 400.0, 450.0, 530.0, 650.0, 800.0, 1311.0]
HV 50A | HV 50A | 50 | 0 | [10.0, 3.215, 0.597, 0.198, 0.1, 0.0378, 0.022, 0.01] | [10.0, 3.64, 0.854, 0.281, 0.1, 0.0531, 0.022, 0.01] | 0 | [150.0, 170.0, 210.0, 250.0, 294.0, 400.0, 500.0, 711.0] | [300.0, 350.0, 450.0, 550.0, 700.0, 850.0, 1200.0, 1752.0]
HV 6.3A | HV 6.3A | 6.3 | 0 | [10.0, 1.39, 0.344, 0.168, 0.1, 0.056, 0.0263, 0.01] | [10.0, 1.711, 0.516, 0.198, 0.1, 0.0634, 0.0303, 0.01] | 0 | [19.0, 19.5, 20.4, 20.8, 22.0, 25.0, 32.0, 48.0] | [38.0, 40.0, 43.0, 48.0, 53.0, 60.0, 75.0, 118.0]
HV 63A | HV 63A | 63 | 0 | [10.0, 2.84, 0.368, 0.164, 0.1, 0.0621, 0.0378, 0.0195, 0.01] | [10.0, 1.82, 0.344, 0.1, 0.0467, 0.0269, 0.01] | 0 | [189.0, 220.0, 300.0, 350.0, 393.0, 450.0, 530.0, 700.0, 961.0] | [378.0, 500.0, 700.0, 934.0, 1200.0, 1500.0, 2366.0]
HV 80A | HV 80A | 80 | 0 | [10.0, 2.05, 0.369, 0.198, 0.1, 0.051, 0.0298, 0.01] | [10.0, 4.15, 1.03, 0.198, 0.1, 0.051, 0.0172, 0.01] | 0 | [240.0, 300.0, 400.0, 450.0, 530.0, 650.0, 800.0, 1311.0] | [480.0, 550.0, 700.0, 1000.0, 1260.0, 1600.0, 2500.0, 3227.0]
Siemens NH-1-100 | Siemens NH-1-100 | 100 | [5400.0, 2000.0, 400.0, 20.0, 1.0, 0.2, 0.012, 0.004] | 0 | 0 | [150.0, 190.0, 250.0, 430.0, 900.0, 1250.0, 2700.0, 3600.0] | 0 | 0
Siemens NH-1-125 | Siemens NH-1-125 | 125 | [4800.0, 120.0, 7.0, 0.1, 0.004] | 0 | 0 | [180.0, 400.0, 740.0, 2000.0, 4250.0] | 0 | 0
Siemens NH-1-16 | Siemens NH-1-16 | 16 | [4000.0, 400.0, 2.0, 0.1, 0.04, 0.01] | 0 | 0 | [26.0, 35.0, 75.0, 150.0, 200.0, 300.0] | 0 | 0
Siemens NH-1-160 | Siemens NH-1-160 | 160 | [4800.0, 120.0, 7.0, 0.1, 0.004] | 0 | 0 | [210.0, 500.0, 900.0, 2300.0, 5000.0] | 0 | 0
Siemens NH-1-25 | Siemens NH-1-25 | 25 | [4000.0, 1000.0, 10.0, 0.2, 0.02, 0.01] | 0 | 0 | [40.0, 50.0, 100.0, 210.0, 400.0, 500.0] | 0 | 0
Siemens NH-1-50 | Siemens NH-1-50 | 50 | [4000.0, 40.0, 4.0, 1.0, 0.02, 0.01] | 0 | 0 | [86.0, 200.0, 300.0, 400.0, 1000.0, 1280.0] | 0 | 0
Siemens NH-1-63 | Siemens NH-1-63 | 63 | [4000.0, 100.0, 10.0, 2.0, 0.04, 0.01] | 0 | 0 | [100.0, 200.0, 300.0, 400.0, 1000.0, 1500.0] | 0 | 0
Siemens NH-1-80 | Siemens NH-1-80 | 80 | [4800.0, 120.0, 7.0, 0.1, 0.01] | 0 | 0 | [150.58, 250.0, 450.0, 1150.0, 2470.0] | 0 | 0
Siemens NH-2-1000 | Siemens NH-2-1000 | 1000 | [4800.0, 120.0, 7.0, 0.1, 0.004] | 0 | 0 | [1900.0, 3500.0, 8400.0, 24000.0, 52000.0] | 0 | 0
Siemens NH-2-200 | Siemens NH-2-200 | 200 | [4800.0, 120.0, 7.0, 0.1, 0.004] | 0 | 0 | [280.0, 650.0, 1200.0, 3000.0, 7000.0] | 0 | 0
Siemens NH-2-224 | Siemens NH-2-224 | 224 | [4800.0, 120.0, 7.0, 0.2, 0.04, 0.004] | 0 | 0 | [400.0, 750.0, 1453.0, 3025.0, 4315.0, 7600.0] | 0 | 0
Siemens NH-2-250 | Siemens NH-2-250 | 250 | [4800.0, 120.0, 7.0, 0.1, 0.004] | 0 | 0 | [450.0, 800.0, 1650.0, 4000.0, 8500.0] | 0 | 0
Siemens NH-2-315 | Siemens NH-2-315 | 315 | [4800.0, 120.0, 7.0, 0.1, 0.004] | 0 | 0 | [550.0, 920.0, 1900.0, 5000.0, 11000.0] | 0 | 0
Siemens NH-2-355 | Siemens NH-2-355 | 355 | [4800.0, 120.0, 6.0, 0.1, 0.004] | 0 | 0 | [650.0, 1116.27, 2350.0, 5840.0, 12790.0] | 0 | 0
Siemens NH-2-400 | Siemens NH-2-400 | 400 | [4800.0, 120.0, 7.0, 0.1, 0.004] | 0 | 0 | [720.0, 1350.0, 2800.0, 6500.0, 15000.0] | 0 | 0
Siemens NH-2-425 | Siemens NH-2-425 | 425 | [4800.0, 120.0, 7.0, 0.1, 0.004] | 0 | 0 | [850.0, 1500.0, 3050.0, 7500.0, 16500.0] | 0 | 0
Siemens NH-2-630 | Siemens NH-2-630 | 630 | [4800.0, 120.0, 7.0, 0.1, 0.004] | 0 | 0 | [1200.0, 2000.0, 4800.0, 12000.0, 26000.0] | 0 | 0

## res_bus
| vm_pu | va_degree | p_mw | q_mvar
0 | 0.99987 | 0.0011299 | 0.36379 | 0.17619
1 | 0.9999 | 0.0009037 | 0 | 0
2 | 0.99987 | 0.0011827 | 0 | 0
3 | 1 | 0 | -20.8946 | -9.8071
4 | 0.99986 | 0.001208 | 0 | 0
5 | 0.99575 | -0.018157 | 0 | 0
6 | 0.99575 | -0.018153 | 0.080182 | 0.038834
7 | 0.99612 | -0.016621 | 0 | 0
8 | 0.99547 | -0.019295 | 0 | 0
9 | 0.99769 | -0.00924 | 0 | 0
10 | 0.99721 | -0.012158 | 0 | 0
11 | 0.99856 | 0.013119 | 0 | 0
12 | 0.99997 | 0.00029145 | 0.14101 | 0.068295
13 | 0.99702 | -0.011796 | 0 | 0
14 | 0.99749 | -0.0075695 | 0 | 0
15 | 0.99768 | -0.0091717 | 0.31197 | 0.1511
16 | 0.99686 | -0.012408 | 0 | 0
17 | 0.99702 | -0.011773 | 0.10515 | 0.050927
18 | 0.9972 | -0.012042 | 0.18453 | 0.089372
19 | 0.99545 | -0.019075 | 0.64698 | 0.31334
20 | 0.99543 | -0.018951 | 0 | 0
21 | 0.99522 | -0.021994 | 0 | 0
22 | 0.99444 | -0.087397 | 0 | 0
23 | 0.99442 | -0.087244 | 0 | 0
24 | 0.99444 | -0.087421 | 0 | 0
25 | 0.99444 | -0.087358 | 0.20765 | 0.10057
26 | 0.99612 | -0.016569 | 0.39557 | 0.19158
27 | 0.99597 | -0.015187 | 0 | 0
28 | 0.99475 | -0.088454 | 0 | 0
29 | 0.99475 | -0.088463 | 0 | 0
30 | 0.99475 | -0.088422 | 0.14507 | 0.07026
31 | 0.99442 | -0.087224 | 0.14054 | 0.068065
32 | 0.99521 | -0.021868 | 0.22862 | 0.11072
33 | 0.99451 | -0.039599 | 0 | 0
34 | 0.99661 | -0.026276 | 0.25337 | 0.12271
35 | 0.99786 | 0.019646 | 2.039 | 0.98752
36 | 0.99749 | -0.0075672 | 0.30173 | 0.14613
37 | 0.99986 | 0.0012663 | 0.1151 | 0.055745
38 | 0.99996 | 0.00038621 | 0 | 0
39 | 0.99308 | -0.028776 | 0.10036 | 0.048606
40 | 0.99308 | -0.028808 | 0 | 0
41 | 0.99543 | -0.018937 | 0.14217 | 0.068854
42 | 0.99531 | -0.01787 | 0 | 0
43 | 0.99444 | -0.087438 | 0.38247 | 0.18524
44 | 0.99594 | -0.014894 | 1.889 | 0.91487
45 | 0.99475 | -0.088489 | 0.088556 | 0.04289
46 | 0.99451 | -0.039594 | 0.085976 | 0.04164
47 | 0.99372 | -0.032377 | 0 | 0
48 | 0.99659 | -0.026346 | 0 | 0
49 | 0.99651 | -0.026633 | 0 | 0
50 | 0.99641 | -0.027031 | 0.21433 | 0.1038
51 | 0.99991 | 0.00081782 | 0.39931 | 0.19339
52 | 0.99991 | 0.00080581 | 0 | 0
53 | 0.9932 | -0.028289 | 0.40505 | 0.19618
54 | 0.99324 | -0.028019 | 0.070944 | 0.03436
55 | 0.99328 | -0.028358 | 0 | 0
56 | 0.99326 | -0.030442 | 0 | 0
57 | 0.99312 | -0.029154 | 0 | 0
58 | 0.99327 | -0.030522 | 0.40094 | 0.19418
59 | 0.99337 | -0.029191 | 0.21847 | 0.10581
60 | 0.99338 | -0.029335 | 0 | 0
61 | 0.99561 | -0.053119 | 0.25066 | 0.1214
62 | 0.9956 | -0.053047 | 0 | 0
63 | 0.99563 | -0.053251 | 0 | 0
64 | 0.99558 | -0.052875 | 0 | 0
65 | 0.99556 | -0.052648 | 0 | 0
66 | 0.9958 | -0.052093 | 0 | 0
67 | 0.99593 | -0.053313 | 0 | 0
68 | 0.99532 | -0.081708 | 0 | 0
69 | 0.99549 | -0.072195 | 0.30734 | 0.14885
70 | 0.99499 | -0.089727 | 0.35025 | 0.16963
71 | 0.9959 | -0.05343 | 0.22865 | 0.11074
72 | 0.99554 | -0.052474 | 0.28152 | 0.13635
73 | 0.99554 | -0.052533 | 0 | 0
74 | 0.99554 | -0.0525 | 0.091852 | 0.044486
75 | 0.99555 | -0.052611 | 0.3247 | 0.15726
76 | 0.99553 | -0.072046 | 0 | 0
77 | 0.99499 | -0.089711 | 0.073447 | 0.035572
78 | 0.99495 | -0.090159 | 0.35324 | 0.17108
79 | 0.99557 | -0.071909 | 0.10188 | 0.049342
80 | 0.9964 | -0.027093 | 0.076391 | 0.036998
81 | 0.9955 | -0.05216 | 0 | 0
82 | 0.99452 | -0.088122 | 0.39249 | 0.19009
83 | 0.99452 | -0.088149 | 0 | 0
84 | 0.99456 | -0.088536 | 0 | 0
85 | 0.99453 | -0.088257 | 0.10367 | 0.050208
86 | 0.99456 | -0.08849 | 0.083358 | 0.040372
87 | 0.99462 | -0.089058 | 0.39838 | 0.19295
88 | 0.99451 | -0.088017 | 0.07642 | 0.037012
89 | 0.99456 | -0.088478 | 0 | 0
90 | 0.99462 | -0.089042 | 0.083226 | 0.040308
91 | 0.99475 | -0.088236 | 0.091582 | 0.044355
92 | 0.99553 | -0.071995 | 0.082511 | 0.039962
93 | 0.99455 | -0.088408 | 0.11151 | 0.054006
94 | 0.99548 | -0.07112 | 0 | 0
95 | 0.99553 | -0.071981 | 0 | 0
96 | 0.99544 | -0.070723 | 0 | 0
97 | 0.99552 | -0.071973 | 0.071828 | 0.034788
98 | 0.99484 | -0.089136 | 0.091457 | 0.044294
99 | 0.99481 | -0.0888 | 0 | 0
100 | 0.99479 | -0.088604 | 0.080608 | 0.03904
101 | 0.99479 | -0.088664 | 0.2626 | 0.12718
102 | 0.99475 | -0.088464 | 0.17561 | 0.085052
103 | 0.99477 | -0.088409 | 0.30111 | 0.14583
104 | 0.99447 | -0.087703 | 0.16476 | 0.079797
105 | 0.99449 | -0.087824 | 0.10026 | 0.048558
106 | 0.99479 | -0.088595 | 0.071267 | 0.034516
107 | 0.99341 | -0.029596 | 0 | 0
108 | 0.9935 | -0.030376 | 0 | 0
109 | 0.99349 | -0.03035 | 0 | 0
110 | 0.99362 | -0.031518 | 0.11948 | 0.057868
111 | 0.99308 | -0.028743 | 0 | 0
112 | 0.99307 | -0.028697 | 0.4716 | 0.22841
113 | 0.9931 | -0.028941 | 0.12408 | 0.060093
114 | 0.99335 | -0.029052 | 0 | 0
115 | 0.99354 | -0.030776 | 0 | 0
116 | 0.99351 | -0.030487 | 0.346 | 0.16757
117 | 0.99347 | -0.030118 | 0.26153 | 0.12666
118 | 0.99347 | -0.030097 | 0 | 0
119 | 0.9935 | -0.030354 | 0.29266 | 0.14174
120 | 0.99333 | -0.028897 | 0.30252 | 0.14652
121 | 0.99332 | -0.028766 | 0 | 0
122 | 0.99346 | -0.030036 | 0.13312 | 0.064473
123 | 0.99529 | -0.017717 | 0.32053 | 0.15524
124 | 0.99294 | -0.027501 | 0 | 0
125 | 0.99294 | -0.027497 | 0.11377 | 0.055099
126 | 0.99293 | -0.027397 | 0 | 0
127 | 0.99292 | -0.02732 | 0.15992 | 0.077454
128 | 0.99293 | -0.027386 | 0.30948 | 0.14989
129 | 0.99547 | -0.051849 | 0.15567 | 0.075392
130 | 0.99544 | -0.051623 | 0 | 0
131 | 0.99542 | -0.051374 | 0 | 0
132 | 0.9954 | -0.051216 | 0.10241 | 0.049599
133 | 0.99541 | -0.051348 | 0.10698 | 0.051813
134 | 0.99532 | -0.069629 | 0.46828 | 0.2268
135 | 0.99533 | -0.069755 | 0 | 0
136 | 0.99532 | -0.069671 | 0 | 0
137 | 0.99537 | -0.070049 | 0 | 0
138 | 0.99531 | -0.069568 | 0.068228 | 0.033044
139 | 0.99536 | -0.070023 | 0.12732 | 0.061665
140 | 0.99541 | -0.070451 | 0 | 0
141 | 0.99543 | -0.070636 | 0 | 0
142 | 0.99543 | -0.070587 | 0.32119 | 0.15556
143 | 0.99544 | -0.070719 | 0.068634 | 0.033241
144 | 0.99541 | -0.070423 | 0.14235 | 0.068944
145 | 0.99531 | -0.069547 | 0 | 0
146 | 0.99533 | -0.050559 | 0.073801 | 0.035743
147 | 0.99533 | -0.050571 | 0 | 0
148 | 0.99531 | -0.050442 | 0.077882 | 0.03772
149 | 0.99534 | -0.050714 | 0 | 0
150 | 0.99531 | -0.050429 | 0 | 0
151 | 0.99535 | -0.050752 | 0 | 0
152 | 0.99534 | -0.050692 | 0.11858 | 0.05743
153 | 0.99531 | -0.050397 | 0 | 0
154 | 0.99537 | -0.05094 | 0.09318 | 0.045129
155 | 0.9953 | -0.050349 | 0.15442 | 0.074789
156 | 0.99538 | -0.051001 | 0 | 0
157 | 0.99539 | -0.051103 | 0 | 0
158 | 0.99538 | -0.051067 | 0.082973 | 0.040186
159 | 0.99538 | -0.051084 | 0 | 0
160 | 0.9953 | -0.06944 | 0.098736 | 0.04782
161 | 0.9953 | -0.069463 | 0 | 0
162 | 0.99529 | -0.069406 | 0 | 0
163 | 0.99529 | -0.069355 | 0.1323 | 0.064077
164 | 0.99478 | -0.088582 | 0.079351 | 0.038431
165 | 0.99477 | -0.088496 | 0.12595 | 0.061002
166 | 0.99997 | 149.9981 | 0 | 0

## res_line
| p_from_mw | q_from_mvar | p_to_mw | q_to_mvar | pl_mw | ql_mvar | i_from_ka | i_to_ka | i_ka | vm_from_pu | va_from_degree | vm_to_pu | va_to_degree | loading_percent
0 | -0.47889 | -0.22943 | 0.4789 | 0.22846 | 1.28e-05 | -0.00097077 | 0.015331 | 0.015319 | 0.015331 | 0.99987 | 0.0011299 | 0.9999 | 0.0009037 | 6.9686
1 | 0.1151 | 0.053236 | -0.1151 | -0.054245 | 7.5924e-07 | -0.0010091 | 0.0036613 | 0.0036737 | 0.0036737 | 0.99987 | 0.0011299 | 0.99987 | 0.0011827 | 1.6698
2 | -0.4789 | -0.22846 | 0.47896 | 0.22446 | 5.2452e-05 | -0.0039945 | 0.015319 | 0.015269 | 0.015319 | 0.9999 | 0.0009037 | 1 | 0 | 6.9631
3 | 0.1151 | 0.054245 | -0.1151 | -0.05471 | 3.5155e-07 | -0.00046491 | 0.0036737 | 0.0036794 | 0.0036794 | 0.99987 | 0.0011827 | 0.99986 | 0.001208 | 1.6725
4 | 9.9728 | 4.7143 | -9.9505 | -4.7463 | 0.02231 | -0.031994 | 0.31844 | 0.31899 | 0.31899 | 1 | 0 | 0.99769 | -0.00924 | 49.9981
5 | 7.8448 | 3.6306 | -7.8237 | -3.6872 | 0.021083 | -0.056554 | 0.24954 | 0.25037 | 0.25037 | 1 | 0 | 0.99721 | -0.012158 | 39.2435
6 | 2.0437 | 0.96926 | -2.0405 | -0.98158 | 0.0031721 | -0.012313 | 0.065295 | 0.06546 | 0.06546 | 1 | 0 | 0.99856 | 0.013119 | 29.7545
7 | 0.54036 | 0.25791 | -0.54035 | -0.25902 | 1.8589e-05 | -0.0011064 | 0.017285 | 0.017299 | 0.017299 | 1 | 0 | 0.99997 | 0.00029145 | 7.863
8 | 0.1151 | 0.05471 | -0.1151 | -0.055745 | 7.865e-07 | -0.0010349 | 0.0036794 | 0.0036923 | 0.0036923 | 0.99986 | 0.001208 | 0.99986 | 0.0012663 | 1.6783
9 | 0.080182 | 0.038733 | -0.080182 | -0.038834 | 3.7996e-08 | -0.000101 | 0.0025815 | 0.0025828 | 0.0025828 | 0.99575 | -0.018157 | 0.99575 | -0.018153 | 1.174
10 | -5.3443 | -2.5294 | 5.3462 | 2.5173 | 0.0019257 | -0.012147 | 0.17141 | 0.17125 | 0.17141 | 0.99575 | -0.018157 | 0.99612 | -0.016621 | 26.8668
11 | 5.2641 | 2.4907 | -5.2626 | -2.5 | 0.0014384 | -0.0093542 | 0.16883 | 0.16896 | 0.16896 | 0.99575 | -0.018157 | 0.99547 | -0.019295 | 26.482
12 | 0.39557 | 0.19133 | -0.39557 | -0.19158 | 2.3544e-06 | -0.0002569 | 0.012734 | 0.012737 | 0.012737 | 0.99612 | -0.016621 | 0.99612 | -0.016569 | 5.7897
13 | 1.8893 | 0.91318 | -1.889 | -0.91458 | 0.00031171 | -0.0014026 | 0.060813 | 0.060832 | 0.060832 | 0.99612 | -0.016621 | 0.99597 | -0.015187 | 27.6509
14 | -7.6311 | -3.6218 | 7.6392 | 3.5991 | 0.0080643 | -0.02268 | 0.24479 | 0.24445 | 0.24479 | 0.99612 | -0.016621 | 0.99721 | -0.012158 | 38.3685
15 | 0.64699 | 0.31268 | -0.64698 | -0.31334 | 1.6427e-05 | -0.00066529 | 0.020838 | 0.020847 | 0.020847 | 0.99547 | -0.019295 | 0.99545 | -0.019075 | 9.4758
16 | 0.46277 | 0.21421 | -0.46275 | -0.21584 | 2.0136e-05 | -0.0016238 | 0.014788 | 0.014808 | 0.014808 | 0.99547 | -0.019295 | 0.99543 | -0.018951 | 6.7307
17 | 4.1529 | 1.9731 | -4.1519 | -1.9762 | 0.0009547 | -0.0030839 | 0.13333 | 0.13338 | 0.13338 | 0.99547 | -0.019295 | 0.99522 | -0.021994 | 36.8446
18 | 9.3367 | 4.4618 | -9.3307 | -4.472 | 0.0060541 | -0.010242 | 0.29942 | 0.29959 | 0.29959 | 0.99769 | -0.00924 | 0.99702 | -0.011796 | 46.957
19 | 0.30179 | 0.13386 | -0.30173 | -0.14612 | 6.3914e-05 | -0.012258 | 0.0095526 | 0.009702 | 0.009702 | 0.99769 | -0.00924 | 0.99749 | -0.0075695 | 4.41
20 | 0.31198 | 0.15066 | -0.31197 | -0.1511 | 2.4547e-06 | -0.0004339 | 0.010024 | 0.01003 | 0.01003 | 0.99769 | -0.00924 | 0.99768 | -0.0091717 | 4.559
21 | 0.18453 | 0.088113 | -0.18453 | -0.089372 | 2.4873e-06 | -0.0012583 | 0.0059196 | 0.0059354 | 0.0059354 | 0.99721 | -0.012158 | 0.9972 | -0.012042 | 2.6979
22 | 2.0405 | 0.98158 | -2.039 | -0.98752 | 0.00154 | -0.0059399 | 0.06546 | 0.06554 | 0.06554 | 0.99856 | 0.013119 | 0.99786 | 0.019646 | 29.791
23 | 0.39933 | 0.19072 | -0.39933 | -0.19121 | 4.4686e-06 | -0.00048807 | 0.012775 | 0.012782 | 0.012782 | 0.99997 | 0.00029145 | 0.99996 | 0.00038621 | 5.8098
24 | 9.2255 | 4.4216 | -9.2241 | -4.4241 | 0.0014488 | -0.0025208 | 0.29621 | 0.29625 | 0.29625 | 0.99702 | -0.011796 | 0.99686 | -0.012408 | 46.4342
25 | 0.10515 | 0.050498 | -0.10515 | -0.050927 | 2.7594e-07 | -0.00042928 | 0.0033774 | 0.0033828 | 0.0033828 | 0.99702 | -0.011796 | 0.99702 | -0.011773 | 1.5377
26 | 0.30173 | 0.14612 | -0.30173 | -0.14613 | 7.8193e-08 | -1.4777e-05 | 0.009702 | 0.0097022 | 0.0097022 | 0.99749 | -0.0075695 | 0.99749 | -0.0075672 | 4.4101
27 | 9.2241 | 4.4241 | -9.2228 | -4.4208 | 0.0012426 | 0.003287 | 0.29625 | 0.29625 | 0.29625 | 0.99686 | -0.012408 | 0.99661 | -0.026276 | 45.9303
28 | 0.14217 | 0.068664 | -0.14217 | -0.068854 | 2.2488e-07 | -0.00018993 | 0.0045785 | 0.0045809 | 0.0045809 | 0.99543 | -0.018951 | 0.99543 | -0.018937 | 2.0822
29 | 0.32058 | 0.14717 | -0.32054 | -0.1543 | 4.2552e-05 | -0.0071313 | 0.01023 | 0.010318 | 0.010318 | 0.99543 | -0.018951 | 0.99531 | -0.01787 | 4.69
30 | 0.22862 | 0.10963 | -0.22862 | -0.11072 | 3.3422e-06 | -0.0010915 | 0.0073544 | 0.0073682 | 0.0073682 | 0.99522 | -0.021994 | 0.99521 | -0.021868 | 3.3492
31 | 3.9233 | 1.8666 | -3.9211 | -1.8642 | 0.0022117 | 0.002341 | 0.12602 | 0.12603 | 0.12603 | 0.99522 | -0.021994 | 0.99451 | -0.039599 | 36.0073
32 | 0.14054 | 0.065535 | -0.14054 | -0.06778 | 2.5881e-06 | -0.0022443 | 0.0045015 | 0.0045294 | 0.0045294 | 0.99444 | -0.087397 | 0.99442 | -0.087244 | 2.0588
33 | -0.34819 | -0.16573 | 0.34819 | 0.16559 | 9.7278e-07 | -0.00013704 | 0.011194 | 0.011192 | 0.011194 | 0.99444 | -0.087397 | 0.99444 | -0.087421 | 5.0882
34 | 0.20765 | 0.1002 | -0.20765 | -0.10057 | 9.4794e-07 | -0.00037373 | 0.0066929 | 0.0066976 | 0.0066976 | 0.99444 | -0.087397 | 0.99444 | -0.087358 | 3.0444
35 | 0.14054 | 0.06778 | -0.14054 | -0.068065 | 3.3094e-07 | -0.00028496 | 0.0045294 | 0.004533 | 0.004533 | 0.99442 | -0.087244 | 0.99442 | -0.087224 | 2.0604
36 | -0.34819 | -0.16559 | 0.34819 | 0.16549 | 7.0685e-07 | -9.9596e-05 | 0.011192 | 0.011191 | 0.011192 | 0.99444 | -0.087421 | 0.99444 | -0.087438 | 5.0875
37 | 1.889 | 0.91458 | -1.889 | -0.91487 | 6.3621e-05 | -0.00028611 | 0.060832 | 0.060836 | 0.060836 | 0.99597 | -0.015187 | 0.99594 | -0.014894 | 27.6526
38 | -0.14507 | -0.069824 | 0.14507 | 0.069706 | 1.4505e-07 | -0.00011759 | 0.0046722 | 0.0046707 | 0.0046722 | 0.99475 | -0.088454 | 0.99475 | -0.088463 | 2.1237
39 | 0.14507 | 0.069824 | -0.14507 | -0.07026 | 5.3928e-07 | -0.00043653 | 0.0046722 | 0.0046777 | 0.0046777 | 0.99475 | -0.088454 | 0.99475 | -0.088422 | 2.1262
40 | -0.14507 | -0.069706 | 0.14507 | 0.069343 | 4.4719e-07 | -0.00036299 | 0.0046707 | 0.0046661 | 0.0046707 | 0.99475 | -0.088463 | 0.99475 | -0.088489 | 2.123
41 | 0.085976 | 0.041511 | -0.085976 | -0.04164 | 5.5912e-08 | -0.00012868 | 0.0027713 | 0.0027729 | 0.0027729 | 0.99451 | -0.039599 | 0.99451 | -0.039594 | 1.2604
42 | 3.8351 | 1.8227 | -3.8318 | -1.8256 | 0.0033068 | -0.0028649 | 0.12325 | 0.1233 | 0.1233 | 0.99451 | -0.039599 | 0.99372 | -0.032377 | 56.0465
43 | 8.9695 | 4.2981 | -8.9693 | -4.2984 | 0.00016201 | -0.00030298 | 0.2881 | 0.2881 | 0.2881 | 0.99661 | -0.026276 | 0.99659 | -0.026346 | 45.1569
44 | 0.39933 | 0.19121 | -0.39931 | -0.19333 | 1.9486e-05 | -0.0021227 | 0.012782 | 0.012808 | 0.012808 | 0.99996 | 0.00038621 | 0.99991 | 0.00080581 | 5.8219
45 | -0.10036 | -0.048606 | 0.10036 | 0.047971 | 3.7729e-07 | -0.00063481 | 0.0032415 | 0.0032335 | 0.0032415 | 0.99308 | -0.028776 | 0.99308 | -0.028808 | 1.4734
46 | 0.58327 | 0.27644 | -0.58318 | -0.28091 | 9.0153e-05 | -0.004476 | 0.018763 | 0.018819 | 0.018819 | 0.99308 | -0.028808 | 0.99294 | -0.027501 | 8.5541
47 | -0.68363 | -0.32441 | 0.68364 | 0.32401 | 1.0944e-05 | -0.00039581 | 0.021996 | 0.021991 | 0.021996 | 0.99308 | -0.028808 | 0.9931 | -0.028941 | 9.9982
48 | 0.32054 | 0.1543 | -0.32053 | -0.15524 | 5.6427e-06 | -0.00093631 | 0.010318 | 0.01033 | 0.01033 | 0.99531 | -0.01787 | 0.99529 | -0.017717 | 4.6953
49 | -0.73066 | -0.35073 | 0.73068 | 0.35001 | 2.2793e-05 | -0.00072183 | 0.023527 | 0.023518 | 0.023527 | 0.99444 | -0.087438 | 0.99447 | -0.087703 | 10.6942
50 | 0.17561 | 0.084772 | -0.17561 | -0.085052 | 5.0701e-07 | -0.00027987 | 0.0056589 | 0.0056624 | 0.0056624 | 0.99475 | -0.088489 | 0.99475 | -0.088464 | 2.5738
51 | -0.40924 | -0.197 | 0.40924 | 0.19699 | 4.8374e-06 | -1.5433e-05 | 0.01318 | 0.01318 | 0.01318 | 0.99475 | -0.088489 | 0.99477 | -0.088409 | 6.2764
52 | 2.1955 | 1.0461 | -2.1953 | -1.0468 | 0.00022443 | -0.00072732 | 0.07065 | 0.07066 | 0.07066 | 0.99372 | -0.032377 | 0.99362 | -0.031518 | 32.1182
53 | 1.6363 | 0.77953 | -1.636 | -0.78141 | 0.00031112 | -0.0018884 | 0.052652 | 0.052677 | 0.052677 | 0.99372 | -0.032377 | 0.99354 | -0.030776 | 23.9441
54 | 8.9693 | 4.2984 | -8.9686 | -4.2996 | 0.00065736 | -0.001229 | 0.2881 | 0.28812 | 0.28812 | 0.99659 | -0.026346 | 0.99651 | -0.026633 | 45.1601
55 | 8.9686 | 4.2996 | -8.9677 | -4.3013 | 0.00091764 | -0.0017149 | 0.28812 | 0.28815 | 0.28815 | 0.99651 | -0.026633 | 0.99641 | -0.027031 | 45.1644
56 | 0.076391 | 0.03692 | -0.076391 | -0.036998 | 7.1113e-07 | -7.7815e-05 | 0.0024581 | 0.0024591 | 0.0024591 | 0.99641 | -0.027031 | 0.9964 | -0.027093 | 1.171
57 | 8.677 | 4.1606 | -8.6748 | -4.1547 | 0.0022145 | 0.0058454 | 0.27879 | 0.27879 | 0.27879 | 0.99641 | -0.027031 | 0.99593 | -0.053313 | 43.2237
58 | -0.39931 | -0.19339 | 0.39931 | 0.19333 | 5.5081e-07 | -5.9874e-05 | 0.012809 | 0.012808 | 0.012809 | 0.99991 | 0.00081782 | 0.99991 | 0.00080581 | 5.8223
59 | -0.40505 | -0.19618 | 0.40507 | 0.19612 | 1.6586e-05 | -5.3684e-05 | 0.013081 | 0.01308 | 0.013081 | 0.9932 | -0.028289 | 0.99324 | -0.028019 | 6.2291
60 | -0.47601 | -0.23048 | 0.47603 | 0.22909 | 1.864e-05 | -0.001388 | 0.015371 | 0.015354 | 0.015371 | 0.99324 | -0.028019 | 0.99328 | -0.028358 | 6.9869
61 | -0.47603 | -0.22909 | 0.47605 | 0.22739 | 2.2794e-05 | -0.0017019 | 0.015354 | 0.015332 | 0.015354 | 0.99328 | -0.028358 | 0.99332 | -0.028766 | 6.9789
62 | 1.2796 | 0.6081 | -1.2794 | -0.61009 | 0.00019664 | -0.0019867 | 0.041174 | 0.0412 | 0.0412 | 0.99326 | -0.030442 | 0.99312 | -0.029154 | 18.7272
63 | -1.2796 | -0.6081 | 1.2796 | 0.60798 | 1.2332e-05 | -0.0001247 | 0.041174 | 0.041173 | 0.041174 | 0.99326 | -0.030442 | 0.99327 | -0.030522 | 18.7156
64 | 0.80774 | 0.38357 | -0.80772 | -0.38411 | 2.0614e-05 | -0.00053198 | 0.025992 | 0.025998 | 0.025998 | 0.99312 | -0.029154 | 0.9931 | -0.028941 | 11.8175
65 | 0.47163 | 0.22652 | -0.47161 | -0.22822 | 2.2459e-05 | -0.0017037 | 0.015208 | 0.01523 | 0.01523 | 0.99312 | -0.029154 | 0.99308 | -0.028743 | 6.9226
66 | -1.6805 | -0.80216 | 1.6807 | 0.80225 | 0.00022393 | 8.9714e-05 | 0.05412 | 0.054119 | 0.05412 | 0.99327 | -0.030522 | 0.99341 | -0.029596 | 25.7713
67 | -0.21847 | -0.10581 | 0.21847 | 0.10451 | 3.6558e-06 | -0.0012985 | 0.0070543 | 0.0070379 | 0.0070543 | 0.99337 | -0.029191 | 0.99338 | -0.029335 | 3.2065
68 | 0.77862 | 0.37224 | -0.7786 | -0.37296 | 2.5962e-05 | -0.00072051 | 0.025079 | 0.025089 | 0.025089 | 0.99338 | -0.029335 | 0.99335 | -0.029052 | 11.4039
69 | -0.9971 | -0.47675 | 0.99727 | 0.47387 | 0.00017091 | -0.0028773 | 0.032117 | 0.032081 | 0.032117 | 0.99338 | -0.029335 | 0.99354 | -0.030776 | 14.5988
70 | 1.2477 | 0.59262 | -1.2477 | -0.59273 | 1.0643e-05 | -0.00011447 | 0.04005 | 0.040051 | 0.040051 | 0.99561 | -0.053119 | 0.9956 | -0.053047 | 18.205
71 | -1.4983 | -0.71402 | 1.4984 | 0.71385 | 2.3704e-05 | -0.00017443 | 0.048125 | 0.048123 | 0.048125 | 0.99561 | -0.053119 | 0.99563 | -0.053251 | 21.875
72 | 1.2477 | 0.59273 | -1.2476 | -0.59301 | 2.5745e-05 | -0.00027686 | 0.040051 | 0.040055 | 0.040055 | 0.9956 | -0.053047 | 0.99558 | -0.052875 | 18.2066
73 | 0.41659 | 0.19497 | -0.41656 | -0.19801 | 3.0628e-05 | -0.0030352 | 0.013336 | 0.013374 | 0.013374 | 0.99563 | -0.053251 | 0.99556 | -0.052648 | 6.079
74 | -1.915 | -0.90882 | 1.9153 | 0.90896 | 0.00031244 | 0.00014075 | 0.061459 | 0.061458 | 0.061459 | 0.99563 | -0.053251 | 0.9958 | -0.052093 | 29.266
75 | 1.2476 | 0.59301 | -1.2476 | -0.59365 | 5.9933e-05 | -0.00064428 | 0.040055 | 0.040063 | 0.040063 | 0.99558 | -0.052875 | 0.99554 | -0.052474 | 18.2104
76 | 0.3247 | 0.15704 | -0.3247 | -0.15726 | 1.386e-06 | -0.00022414 | 0.010459 | 0.010461 | 0.010461 | 0.99556 | -0.052648 | 0.99555 | -0.052611 | 4.7552
77 | 0.091854 | 0.040969 | -0.091853 | -0.043767 | 1.358e-06 | -0.0027976 | 0.0029164 | 0.0029503 | 0.0029503 | 0.99556 | -0.052648 | 0.99554 | -0.052533 | 1.3411
78 | -1.9153 | -0.90896 | 1.9156 | 0.90772 | 0.00028115 | -0.0012372 | 0.061458 | 0.061441 | 0.061458 | 0.9958 | -0.052093 | 0.99593 | -0.053313 | 27.9354
79 | 6.7592 | 3.247 | -6.759 | -3.2478 | 0.00020647 | -0.00076515 | 0.21735 | 0.21736 | 0.21736 | 0.99593 | -0.053313 | 0.9959 | -0.05343 | 34.0695
80 | -4.5375 | -2.1834 | 4.5379 | 2.1844 | 0.00042026 | 0.0010545 | 0.14604 | 0.14604 | 0.14604 | 0.99532 | -0.081708 | 0.99549 | -0.072195 | 22.6425
81 | 4.5375 | 2.1834 | -4.5363 | -2.1821 | 0.00118 | 0.0012747 | 0.14604 | 0.14605 | 0.14605 | 0.99532 | -0.081708 | 0.99499 | -0.089727 | 41.7272
82 | -4.8452 | -2.3333 | 4.8454 | 2.3318 | 0.00019005 | -0.001468 | 0.15595 | 0.15593 | 0.15595 | 0.99549 | -0.072195 | 0.99553 | -0.072046 | 24.443
83 | 0.073447 | 0.035142 | -0.073447 | -0.035572 | 1.3587e-07 | -0.00043009 | 0.0023622 | 0.0023677 | 0.0023677 | 0.99499 | -0.089727 | 0.99499 | -0.089711 | 1.0762
84 | 4.1126 | 1.9773 | -4.1125 | -1.9778 | 0.00015525 | -0.00050994 | 0.13239 | 0.1324 | 0.1324 | 0.99499 | -0.089727 | 0.99495 | -0.090159 | 36.5747
85 | 6.5304 | 3.1371 | -6.5292 | -3.134 | 0.0011732 | 0.0030527 | 0.21 | 0.21 | 0.21 | 0.9959 | -0.05343 | 0.99557 | -0.071909 | 32.5582
86 | 0.96606 | 0.45731 | -0.96603 | -0.45797 | 3.6562e-05 | -0.00066365 | 0.030993 | 0.031001 | 0.031001 | 0.99554 | -0.052474 | 0.9955 | -0.05216 | 14.0915
87 | 0.091853 | 0.043767 | -0.091852 | -0.044486 | 3.5436e-07 | -0.00071931 | 0.0029503 | 0.0029594 | 0.0029594 | 0.99554 | -0.052533 | 0.99554 | -0.0525 | 1.3452
88 | -4.9998 | -2.4053 | 5 | 2.404 | 0.00017963 | -0.0012977 | 0.16088 | 0.16087 | 0.16088 | 0.99553 | -0.072046 | 0.99557 | -0.071909 | 25.2167
89 | 0.15434 | 0.073468 | -0.15434 | -0.074137 | 9.2877e-07 | -0.00066869 | 0.0049566 | 0.0049649 | 0.0049649 | 0.99553 | -0.072046 | 0.99553 | -0.071995 | 2.2568
90 | 3.7592 | 1.8067 | -3.7588 | -1.8071 | 0.00044853 | -0.00040914 | 0.12101 | 0.12102 | 0.12102 | 0.99495 | -0.090159 | 0.99484 | -0.089136 | 55.0089
91 | 1.4274 | 0.68069 | -1.4272 | -0.68178 | 0.00013358 | -0.0010862 | 0.045853 | 0.045867 | 0.045867 | 0.99557 | -0.071909 | 0.99548 | -0.07112 | 20.8488
92 | 0.96603 | 0.45797 | -0.96599 | -0.45863 | 3.608e-05 | -0.00065448 | 0.031001 | 0.03101 | 0.03101 | 0.9955 | -0.05216 | 0.99547 | -0.051849 | 14.0952
93 | -0.39249 | -0.19009 | 0.39249 | 0.18995 | 1.2358e-06 | -0.00013608 | 0.012658 | 0.012657 | 0.012658 | 0.99452 | -0.088122 | 0.99452 | -0.088149 | 5.7538
94 | -0.39249 | -0.18995 | 0.39251 | 0.18801 | 1.7655e-05 | -0.0019482 | 0.012657 | 0.012632 | 0.012657 | 0.99452 | -0.088149 | 0.99456 | -0.088536 | 5.753
95 | 1.1759 | 0.56404 | -1.1759 | -0.5645 | 3.8379e-05 | -0.00046235 | 0.037854 | 0.03786 | 0.03786 | 0.99456 | -0.088536 | 0.99453 | -0.088257 | 17.2091
96 | 0.19487 | 0.092409 | -0.19487 | -0.092888 | 1.0623e-06 | -0.0004788 | 0.0062599 | 0.0062659 | 0.0062659 | 0.99456 | -0.088536 | 0.99456 | -0.08849 | 2.8481
97 | -1.7633 | -0.84445 | 1.7634 | 0.84389 | 0.00010838 | -0.0005634 | 0.056746 | 0.056739 | 0.056746 | 0.99456 | -0.088536 | 0.99462 | -0.089058 | 25.7936
98 | 1.0722 | 0.51429 | -1.0722 | -0.51473 | 3.0257e-05 | -0.0004402 | 0.034517 | 0.034522 | 0.034522 | 0.99453 | -0.088257 | 0.99451 | -0.088017 | 15.692
99 | 0.11151 | 0.052515 | -0.11151 | -0.052738 | 1.612e-07 | -0.00022256 | 0.0035776 | 0.0035804 | 0.0035804 | 0.99456 | -0.08849 | 0.99456 | -0.088478 | 1.6274
100 | 0.083226 | 0.039939 | -0.083226 | -0.040308 | 1.5021e-07 | -0.00036951 | 0.0026793 | 0.0026839 | 0.0026839 | 0.99462 | -0.089058 | 0.99462 | -0.089042 | 1.22
101 | -2.245 | -1.0768 | 2.2453 | 1.0769 | 0.00026985 | 0.00013477 | 0.072265 | 0.072265 | 0.072265 | 0.99462 | -0.089058 | 0.99475 | -0.088236 | 34.4119
102 | 0.99574 | 0.47772 | -0.99572 | -0.4781 | 2.2461e-05 | -0.00037988 | 0.032058 | 0.032062 | 0.032062 | 0.99451 | -0.088017 | 0.99449 | -0.087824 | 14.5738
103 | 0.11151 | 0.052738 | -0.11151 | -0.054006 | 9.2328e-07 | -0.0012683 | 0.0035804 | 0.0035963 | 0.0035963 | 0.99456 | -0.088478 | 0.99455 | -0.088408 | 1.6347
104 | -2.3368 | -1.1213 | 2.337 | 1.1209 | 0.00011713 | -0.00033169 | 0.075218 | 0.075213 | 0.075218 | 0.99475 | -0.088236 | 0.99479 | -0.088664 | 34.1898
105 | 0.071828 | 0.034175 | -0.071828 | -0.034583 | 1.2271e-07 | -0.00040789 | 0.0023065 | 0.0023116 | 0.0023116 | 0.99553 | -0.071995 | 0.99553 | -0.071981 | 1.0507
106 | 1.4272 | 0.68178 | -1.4272 | -0.68232 | 6.7007e-05 | -0.00054451 | 0.045867 | 0.045874 | 0.045874 | 0.99548 | -0.07112 | 0.99544 | -0.070723 | 20.852
107 | 0.071828 | 0.034583 | -0.071828 | -0.034788 | 6.1792e-08 | -0.00020469 | 0.0023116 | 0.0023142 | 0.0023142 | 0.99553 | -0.071981 | 0.99552 | -0.071973 | 1.0519
108 | 1.0373 | 0.49447 | -1.0373 | -0.495 | 3.3542e-05 | -0.00052516 | 0.033325 | 0.033332 | 0.033332 | 0.99544 | -0.070723 | 0.99541 | -0.070451 | 15.151
109 | 0.068634 | 0.033123 | -0.068634 | -0.033241 | 3.266e-08 | -0.00011843 | 0.00221 | 0.0022115 | 0.0022115 | 0.99544 | -0.070723 | 0.99544 | -0.070719 | 1.0052
110 | 0.32119 | 0.15473 | -0.32119 | -0.15526 | 3.2451e-06 | -0.0005367 | 0.010339 | 0.010346 | 0.010346 | 0.99544 | -0.070723 | 0.99543 | -0.070636 | 4.7026
111 | 3.6673 | 1.7629 | -3.6672 | -1.763 | 0.00014376 | -0.00013988 | 0.11807 | 0.11807 | 0.11807 | 0.99484 | -0.089136 | 0.99481 | -0.0888 | 53.6697
112 | 1.0676 | 0.51497 | -1.0675 | -0.51533 | 2.4252e-05 | -0.00035559 | 0.034395 | 0.034399 | 0.034399 | 0.99481 | -0.0888 | 0.99479 | -0.088604 | 15.6361
113 | 2.5996 | 1.248 | -2.5996 | -1.2481 | 4.1626e-05 | -9.2868e-05 | 0.083678 | 0.08368 | 0.08368 | 0.99481 | -0.0888 | 0.99479 | -0.088664 | 38.0363
114 | 0.98694 | 0.47629 | -0.98694 | -0.4763 | 1.0802e-06 | -1.8586e-05 | 0.0318 | 0.031801 | 0.031801 | 0.99479 | -0.088604 | 0.99479 | -0.088595 | 14.4548
115 | -0.71035 | -0.34282 | 0.71036 | 0.34258 | 7.1784e-06 | -0.0002404 | 0.022889 | 0.022886 | 0.022889 | 0.99477 | -0.088409 | 0.99477 | -0.088496 | 10.4041
116 | -0.89544 | -0.42981 | 0.89546 | 0.42954 | 1.2642e-05 | -0.00026527 | 0.028832 | 0.028829 | 0.028832 | 0.99447 | -0.087703 | 0.99449 | -0.087824 | 13.1055
117 | 0.91567 | 0.44179 | -0.91567 | -0.44181 | 1.2981e-06 | -2.6011e-05 | 0.029503 | 0.029503 | 0.029503 | 0.99479 | -0.088595 | 0.99478 | -0.088582 | 13.4105
118 | -1.6807 | -0.80225 | 1.6809 | 0.80136 | 0.00015575 | -0.00089267 | 0.054119 | 0.054107 | 0.054119 | 0.99341 | -0.029596 | 0.9935 | -0.030376 | 24.5996
119 | 0.39466 | 0.18861 | -0.39466 | -0.18874 | 1.2233e-06 | -0.00013331 | 0.01271 | 0.012711 | 0.012711 | 0.9935 | -0.030376 | 0.99349 | -0.03035 | 5.7779
120 | -2.0756 | -0.98996 | 2.0758 | 0.98893 | 0.00028189 | -0.0010314 | 0.066817 | 0.066803 | 0.066817 | 0.9935 | -0.030376 | 0.99362 | -0.031518 | 30.3714
121 | 0.39466 | 0.18874 | -0.39465 | -0.18991 | 1.0709e-05 | -0.0011654 | 0.012711 | 0.012726 | 0.012726 | 0.99349 | -0.03035 | 0.99347 | -0.030118 | 5.7846
122 | 0.47161 | 0.22822 | -0.4716 | -0.22841 | 2.4918e-06 | -0.00018872 | 0.01523 | 0.015232 | 0.015232 | 0.99308 | -0.028743 | 0.99307 | -0.028697 | 6.9237
123 | 0.7786 | 0.37296 | -0.77858 | -0.37335 | 1.4167e-05 | -0.00039291 | 0.025089 | 0.025093 | 0.025093 | 0.99335 | -0.029052 | 0.99333 | -0.028897 | 11.4061
124 | 0.63869 | 0.30754 | -0.63866 | -0.30842 | 2.1346e-05 | -0.00088149 | 0.020596 | 0.020608 | 0.020608 | 0.99354 | -0.030776 | 0.99351 | -0.030487 | 9.3671
125 | 0.29267 | 0.14085 | -0.29266 | -0.14174 | 4.524e-06 | -0.00089429 | 0.0094373 | 0.0094486 | 0.0094486 | 0.99351 | -0.030487 | 0.9935 | -0.030354 | 4.2948
126 | 0.13312 | 0.063241 | -0.13312 | -0.063566 | 3.3852e-07 | -0.00032541 | 0.0042825 | 0.0042865 | 0.0042865 | 0.99347 | -0.030118 | 0.99347 | -0.030097 | 1.9484
127 | 0.13312 | 0.063566 | -0.13312 | -0.064473 | 9.4669e-07 | -0.00090677 | 0.0042865 | 0.0042979 | 0.0042979 | 0.99347 | -0.030097 | 0.99346 | -0.030036 | 1.9536
128 | 0.47606 | 0.22683 | -0.47605 | -0.22739 | 7.4471e-06 | -0.00055709 | 0.015325 | 0.015332 | 0.015332 | 0.99333 | -0.028897 | 0.99332 | -0.028766 | 6.9692
129 | 0.11377 | 0.055025 | -0.11377 | -0.055099 | 5.6849e-08 | -7.4229e-05 | 0.0036741 | 0.003675 | 0.003675 | 0.99294 | -0.027501 | 0.99294 | -0.027497 | 1.6705
130 | 0.46941 | 0.22589 | -0.46941 | -0.22632 | 5.6882e-06 | -0.00043542 | 0.015145 | 0.015151 | 0.015151 | 0.99294 | -0.027501 | 0.99293 | -0.027397 | 6.8866
131 | 0.15992 | 0.076503 | -0.15992 | -0.077454 | 1.437e-06 | -0.00095118 | 0.0051541 | 0.0051661 | 0.0051661 | 0.99293 | -0.027397 | 0.99292 | -0.02732 | 2.3482
132 | 0.30948 | 0.14982 | -0.30948 | -0.14989 | 3.9101e-07 | -6.8878e-05 | 0.0099965 | 0.0099974 | 0.0099974 | 0.99293 | -0.027397 | 0.99293 | -0.027386 | 4.5443
133 | 0.81033 | 0.38323 | -0.8103 | -0.38381 | 2.2129e-05 | -0.0005737 | 0.025994 | 0.026001 | 0.026001 | 0.99547 | -0.051849 | 0.99544 | -0.051623 | 11.8187
134 | 0.8103 | 0.38381 | -0.81028 | -0.38444 | 2.4363e-05 | -0.0006312 | 0.026001 | 0.026009 | 0.026009 | 0.99544 | -0.051623 | 0.99542 | -0.051374 | 11.8223
135 | 0.7033 | 0.3331 | -0.70328 | -0.33356 | 1.3423e-05 | -0.00046293 | 0.022568 | 0.022574 | 0.022574 | 0.99542 | -0.051374 | 0.9954 | -0.051216 | 10.2608
136 | 0.10698 | 0.051337 | -0.10698 | -0.051813 | 3.1883e-07 | -0.0004762 | 0.0034412 | 0.0034472 | 0.0034472 | 0.99542 | -0.051374 | 0.99541 | -0.051348 | 1.5669
137 | 0.60088 | 0.28397 | -0.60087 | -0.28435 | 8.165e-06 | -0.00038696 | 0.019274 | 0.019279 | 0.019279 | 0.9954 | -0.051216 | 0.99539 | -0.051103 | 8.7631
138 | -0.46828 | -0.2268 | 0.46829 | 0.22627 | 6.8244e-06 | -0.00052917 | 0.015091 | 0.015084 | 0.015091 | 0.99532 | -0.069629 | 0.99533 | -0.069755 | 6.8594
139 | 0.29928 | 0.14058 | -0.29927 | -0.14117 | 3.0759e-06 | -0.00059126 | 0.0095898 | 0.0095971 | 0.0095971 | 0.99533 | -0.069755 | 0.99532 | -0.069671 | 4.3623
140 | -0.76756 | -0.36684 | 0.76759 | 0.36607 | 2.6747e-05 | -0.00077085 | 0.024673 | 0.024664 | 0.024673 | 0.99533 | -0.069755 | 0.99537 | -0.070049 | 11.2152
141 | 0.29927 | 0.14117 | -0.29927 | -0.14188 | 3.7377e-06 | -0.00071724 | 0.0095971 | 0.009606 | 0.009606 | 0.99532 | -0.069671 | 0.99531 | -0.069568 | 4.3664
142 | 0.12732 | 0.061261 | -0.12732 | -0.061665 | 3.8302e-07 | -0.00040356 | 0.0040978 | 0.0041029 | 0.0041029 | 0.99537 | -0.070049 | 0.99536 | -0.070023 | 1.8649
143 | -0.89491 | -0.42733 | 0.89495 | 0.42643 | 4.267e-05 | -0.00090176 | 0.028761 | 0.02875 | 0.028761 | 0.99537 | -0.070049 | 0.99541 | -0.070451 | 13.0734
144 | 0.23104 | 0.10884 | -0.23104 | -0.10903 | 5.9216e-07 | -0.00019098 | 0.0074074 | 0.0074097 | 0.0074097 | 0.99531 | -0.069568 | 0.99531 | -0.069547 | 3.3681
145 | 0.14235 | 0.068564 | -0.14235 | -0.068944 | 4.5049e-07 | -0.00037968 | 0.0045822 | 0.004587 | 0.004587 | 0.99541 | -0.070451 | 0.99541 | -0.070423 | 2.085
146 | 0.32119 | 0.15526 | -0.32119 | -0.15556 | 1.78e-06 | -0.00029409 | 0.010346 | 0.010349 | 0.010349 | 0.99543 | -0.070636 | 0.99543 | -0.070587 | 4.7043
147 | 0.23104 | 0.10903 | -0.23104 | -0.10979 | 2.3575e-06 | -0.00075907 | 0.0074097 | 0.0074192 | 0.0074192 | 0.99531 | -0.069547 | 0.9953 | -0.069463 | 3.3723
148 | -0.073801 | -0.035743 | 0.073801 | 0.035416 | 1.0419e-07 | -0.00032692 | 0.0023783 | 0.0023742 | 0.0023783 | 0.99533 | -0.050559 | 0.99533 | -0.050571 | 1.081
149 | 0.23231 | 0.11017 | -0.2323 | -0.1113 | 3.5664e-06 | -0.0011332 | 0.0074569 | 0.007471 | 0.007471 | 0.99533 | -0.050571 | 0.99531 | -0.050442 | 3.3959
150 | -0.30611 | -0.14558 | 0.30611 | 0.14462 | 5.279e-06 | -0.00096739 | 0.009831 | 0.009819 | 0.009831 | 0.99533 | -0.050571 | 0.99534 | -0.050714 | 4.4686
151 | 0.15442 | 0.07358 | -0.15442 | -0.073759 | 2.4807e-07 | -0.0001784 | 0.0049612 | 0.0049635 | 0.0049635 | 0.99531 | -0.050442 | 0.99531 | -0.050429 | 2.2561
152 | -0.42469 | -0.20167 | 0.42469 | 0.20148 | 1.9213e-06 | -0.00018256 | 0.013635 | 0.013633 | 0.013635 | 0.99534 | -0.050714 | 0.99535 | -0.050752 | 6.1979
153 | 0.11858 | 0.05705 | -0.11858 | -0.05743 | 3.1242e-07 | -0.00037951 | 0.0038164 | 0.0038212 | 0.0038212 | 0.99534 | -0.050714 | 0.99534 | -0.050692 | 1.7369
154 | 0.15442 | 0.073759 | -0.15442 | -0.074176 | 5.8157e-07 | -0.00041763 | 0.0049635 | 0.0049687 | 0.0049687 | 0.99531 | -0.050429 | 0.99531 | -0.050397 | 2.2585
155 | -0.42469 | -0.20148 | 0.4247 | 0.20057 | 9.6417e-06 | -0.00091711 | 0.013633 | 0.013622 | 0.013633 | 0.99535 | -0.050752 | 0.99537 | -0.05094 | 6.1968
156 | 0.15442 | 0.074176 | -0.15442 | -0.074789 | 8.559e-07 | -0.00061302 | 0.0049687 | 0.0049764 | 0.0049764 | 0.99531 | -0.050397 | 0.9953 | -0.050349 | 2.262
157 | -0.51788 | -0.2457 | 0.51789 | 0.24545 | 3.8118e-06 | -0.00024331 | 0.016624 | 0.016621 | 0.016624 | 0.99537 | -0.05094 | 0.99538 | -0.051001 | 7.5564
158 | -0.51789 | -0.24545 | 0.51789 | 0.24504 | 6.4077e-06 | -0.00040922 | 0.016621 | 0.016616 | 0.016621 | 0.99538 | -0.051001 | 0.99539 | -0.051103 | 7.5551
159 | 0.082974 | 0.03931 | -0.082973 | -0.03979 | 1.9278e-07 | -0.00048066 | 0.0026627 | 0.0026687 | 0.0026687 | 0.99539 | -0.051103 | 0.99538 | -0.051084 | 1.2131
160 | -0.082973 | -0.040186 | 0.082973 | 0.03979 | 1.5924e-07 | -0.0003954 | 0.0026737 | 0.0026687 | 0.0026737 | 0.99538 | -0.051067 | 0.99538 | -0.051084 | 1.2153
161 | -0.098736 | -0.04782 | 0.098737 | 0.047365 | 2.5978e-07 | -0.00045532 | 0.0031819 | 0.0031762 | 0.0031819 | 0.9953 | -0.06944 | 0.9953 | -0.069463 | 1.4463
162 | 0.1323 | 0.062425 | -0.1323 | -0.063304 | 8.9631e-07 | -0.00087953 | 0.004243 | 0.0042539 | 0.0042539 | 0.9953 | -0.069463 | 0.99529 | -0.069406 | 1.9336
163 | 0.1323 | 0.063304 | -0.1323 | -0.064077 | 7.9125e-07 | -0.00077266 | 0.0042539 | 0.0042637 | 0.0042637 | 0.99529 | -0.069406 | 0.99529 | -0.069355 | 1.938
164 | 0.83632 | 0.40338 | -0.83631 | -0.40358 | 8.3232e-06 | -0.00020041 | 0.026945 | 0.026947 | 0.026947 | 0.99478 | -0.088582 | 0.99477 | -0.088496 | 12.2487

## res_trafo
| p_hv_mw | q_hv_mvar | p_lv_mw | q_lv_mvar | pl_mw | ql_mvar | i_hv_ka | i_lv_ka | vm_hv_pu | va_hv_degree | vm_lv_pu | va_lv_degree | loading_percent
0 | 2.6518e-14 | 1.7507e-14 | 0.013999 | 0.0105 | 0.013999 | 0.0105 | 1.6678e-16 | 0.00050517 | 0.99997 | 149.9981 | 1 | 0 | 0.069998

## res_ext_grid
| p_mw | q_mvar
0 | 20.8946 | 9.8071

## res_load
| p_mw | q_mvar
0 | 0.36379 | 0.17619
1 | 0.080182 | 0.038834
2 | 0.14101 | 0.068295
3 | 0.31197 | 0.1511
4 | 0.10515 | 0.050927
5 | 0.18453 | 0.089372
6 | 0.64698 | 0.31334
7 | 0.20765 | 0.10057
8 | 0.39557 | 0.19158
9 | 0.14507 | 0.07026
10 | 0.14054 | 0.068065
11 | 0.22862 | 0.11072
12 | 0.25337 | 0.12271
13 | 2.039 | 0.98752
14 | 0.30173 | 0.14613
15 | 0.1151 | 0.055745
16 | 0.10036 | 0.048606
17 | 0.14217 | 0.068854
18 | 0.38247 | 0.18524
19 | 1.889 | 0.91487
20 | 0.088556 | 0.04289
21 | 0.085976 | 0.04164
22 | 0.21433 | 0.1038
23 | 0.39931 | 0.19339
24 | 0.40505 | 0.19618
25 | 0.070944 | 0.03436
26 | 0.40094 | 0.19418
27 | 0.21847 | 0.10581
28 | 0.25066 | 0.1214
29 | 0.30734 | 0.14885
30 | 0.35025 | 0.16963
31 | 0.22865 | 0.11074
32 | 0.28152 | 0.13635
33 | 0.091852 | 0.044486
34 | 0.3247 | 0.15726
35 | 0.073447 | 0.035572
36 | 0.35324 | 0.17108
37 | 0.10188 | 0.049342
38 | 0.076391 | 0.036998
39 | 0.39249 | 0.19009
40 | 0.10367 | 0.050208
41 | 0.083358 | 0.040372
42 | 0.39838 | 0.19295
43 | 0.07642 | 0.037012
44 | 0.083226 | 0.040308
45 | 0.091582 | 0.044355
46 | 0.082511 | 0.039962
47 | 0.11151 | 0.054006
48 | 0.071828 | 0.034788
49 | 0.091457 | 0.044294
50 | 0.080608 | 0.03904
51 | 0.2626 | 0.12718
52 | 0.17561 | 0.085052
53 | 0.30111 | 0.14583
54 | 0.16476 | 0.079797
55 | 0.10026 | 0.048558
56 | 0.071267 | 0.034516
57 | 0.11948 | 0.057868
58 | 0.4716 | 0.22841
59 | 0.12408 | 0.060093
60 | 0.346 | 0.16757
61 | 0.26153 | 0.12666
62 | 0.29266 | 0.14174
63 | 0.30252 | 0.14652
64 | 0.13312 | 0.064473
65 | 0.32053 | 0.15524
66 | 0.11377 | 0.055099
67 | 0.15992 | 0.077454
68 | 0.30948 | 0.14989
69 | 0.15567 | 0.075392
70 | 0.10241 | 0.049599
71 | 0.10698 | 0.051813
72 | 0.46828 | 0.2268
73 | 0.068228 | 0.033044
74 | 0.12732 | 0.061665
75 | 0.32119 | 0.15556
76 | 0.068634 | 0.033241
77 | 0.14235 | 0.068944
78 | 0.073801 | 0.035743
79 | 0.077882 | 0.03772
80 | 0.11858 | 0.05743
81 | 0.09318 | 0.045129
82 | 0.15442 | 0.074789
83 | 0.082973 | 0.040186
84 | 0.098736 | 0.04782
85 | 0.1323 | 0.064077
86 | 0.079351 | 0.038431
87 | 0.12595 | 0.061002

## dtypes
| element | column | dtype
0 | bus | name | object
1 | bus | vn_kv | float64
2 | bus | type | object
3 | bus | zone | object
4 | bus | in_service | bool
5 | load | name | object
6 | load | bus | uint32
7 | load | p_mw | float64
8 | load | q_mvar | float64
9 | load | const_z_percent | float64
10 | load | const_i_percent | float64
11 | load | sn_mva | float64
12 | load | scaling | float64
13 | load | in_service | bool
14 | load | type | object
15 | ext_grid | name | object
16 | ext_grid | bus | uint32
17 | ext_grid | vm_pu | float64
18 | ext_grid | va_degree | float64
19 | ext_grid | slack_weight | float64
20 | ext_grid | in_service | bool
21 | line | name | object
22 | line | std_type | object
23 | line | from_bus | uint32
24 | line | to_bus | uint32
25 | line | length_km | float64
26 | line | r_ohm_per_km | float64
27 | line | x_ohm_per_km | float64
28 | line | c_nf_per_km | float64
29 | line | g_us_per_km | float64
30 | line | max_i_ka | float64
31 | line | df | float64
32 | line | parallel | uint32
33 | line | type | object
34 | line | in_service | bool
35 | trafo | name | object
36 | trafo | std_type | object
37 | trafo | hv_bus | uint32
38 | trafo | lv_bus | uint32
39 | trafo | sn_mva | float64
40 | trafo | vn_hv_kv | float64
41 | trafo | vn_lv_kv | float64
42 | trafo | vk_percent | float64
43 | trafo | vkr_percent | float64
44 | trafo | pfe_kw | float64
45 | trafo | i0_percent | float64
46 | trafo | shift_degree | float64
47 | trafo | tap_side | object
48 | trafo | tap_neutral | int32
49 | trafo | tap_min | int32
50 | trafo | tap_max | int32
51 | trafo | tap_step_percent | float64
52 | trafo | tap_step_degree | float64
53 | trafo | tap_pos | int32
54 | trafo | tap_phase_shifter | bool
55 | trafo | parallel | uint32
56 | trafo | df | float64
57 | trafo | in_service | bool
58 | bus_geodata | x | float64
59 | bus_geodata | y | float64
60 | bus_geodata | coords | object
61 | res_bus | vm_pu | float64
62 | res_bus | va_degree | float64
63 | res_bus | p_mw | float64
64 | res_bus | q_mvar | float64
65 | res_line | p_from_mw | float64
66 | res_line | q_from_mvar | float64
67 | res_line | p_to_mw | float64
68 | res_line | q_to_mvar | float64
69 | res_line | pl_mw | float64
70 | res_line | ql_mvar | float64
71 | res_line | i_from_ka | float64
72 | res_line | i_to_ka | float64
73 | res_line | i_ka | float64
74 | res_line | vm_from_pu | float64
75 | res_line | va_from_degree | float64
76 | res_line | vm_to_pu | float64
77 | res_line | va_to_degree | float64
78 | res_line | loading_percent | float64
79 | res_trafo | p_hv_mw | float64
80 | res_trafo | q_hv_mvar | float64
81 | res_trafo | p_lv_mw | float64
82 | res_trafo | q_lv_mvar | float64
83 | res_trafo | pl_mw | float64
84 | res_trafo | ql_mvar | float64
85 | res_trafo | i_hv_ka | float64
86 | res_trafo | i_lv_ka | float64
87 | res_trafo | vm_hv_pu | float64
88 | res_trafo | va_hv_degree | float64
89 | res_trafo | vm_lv_pu | float64
90 | res_trafo | va_lv_degree | float64
91 | res_trafo | loading_percent | float64
92 | res_ext_grid | p_mw | float64
93 | res_ext_grid | q_mvar | float64
94 | res_load | p_mw | float64
95 | res_load | q_mvar | float64

## parameters
| version | format_version | converged | OPF_converged | name | f_hz | sn_mva
0 | 2.14.6 | 2.14.0 | TRUE | FALSE |  | 50 | 1