## bus
| name | vn_kv | type | zone | in_service
0 | bus_MV_543_0_node_0 | 20 | n |  | TRUE
1 | bus_MV_543_0_node_134 | 20 | n |  | TRUE
2 | bus_MV_543_0_node_2 | 20 | n |  | TRUE
3 | bus_MV_543_0_node_83 | 20 | n |  | TRUE
4 | bus_MV_543_0_node_3 | 20 | n |  | TRUE
5 | bus_MV_543_0_node_131 | 20 | n |  | TRUE
6 | bus_MV_543_0_node_132 | 20 | n |  | TRUE
7 | bus_MV_543_0_node_81 | 20 | n |  | TRUE
8 | bus_MV_543_0_node_4 | 20 | n |  | TRUE
9 | bus_MV_543_0_node_5 | 20 | n |  | TRUE
10 | bus_MV_543_0_node_6 | 20 | n |  | TRUE
11 | bus_MV_543_0_node_9 | 20 | n |  | TRUE
12 | bus_MV_543_0_node_118 | 20 | n |  | TRUE
13 | bus_MV_543_0_node_7 | 20 | n |  | TRUE
14 | bus_MV_543_0_node_159 | 20 | n |  | TRUE
15 | bus_MV_543_0_node_11 | 20 | n |  | TRUE
16 | bus_MV_543_0_node_158 | 20 | n |  | TRUE
17 | bus_MV_543_0_node_8 | 20 | n |  | TRUE
18 | bus_MV_543_0_node_10 | 20 | n |  | TRUE
19 | bus_MV_543_0_node_100 | 20 | n |  | TRUE
20 | bus_MV_543_0_node_76 | 20 | n |  | TRUE
21 | bus_MV_543_0_node_120 | 20 | n |  | TRUE
22 | bus_MV_543_0_node_119 | 20 | n |  | TRUE
23 | bus_MV_543_0_node_121 | 20 | n |  | TRUE
24 | bus_MV_543_0_node_117 | 20 | n |  | TRUE
25 | bus_MV_543_0_node_160 | 20 | n |  | TRUE
26 | bus_MV_543_0_node_77 | 20 | n |  | TRUE
27 | bus_MV_543_0_node_78 | 20 | n |  | TRUE
28 | bus_MV_543_0_node_122 | 20 | n |  | TRUE
29 | bus_MV_543_0_node_12 | 20 | n |  | TRUE
30 | bus_MV_543_0_node_13 | 20 | n |  | TRUE
31 | bus_MV_543_0_node_15 | 20 | n |  | TRUE
32 | bus_MV_543_0_node_142 | 20 | n |  | TRUE
33 | bus_MV_543_0_node_141 | 20 | n |  | TRUE
34 | bus_MV_543_0_node_14 | 20 | n |  | TRUE
35 | bus_MV_543_0_node_115 | 20 | n |  | TRUE
36 | bus_MV_543_0_node_174 | 20 | n |  | TRUE
37 | bus_MV_543_0_node_152 | 20 | n |  | TRUE
38 | bus_MV_543_0_node_137 | 20 | n |  | TRUE
39 | bus_MV_543_0_node_138 | 20 | n |  | TRUE
40 | bus_MV_543_0_node_106 | 20 | n |  | TRUE
41 | bus_MV_543_0_node_16 | 20 | n |  | TRUE
42 | bus_MV_543_0_node_17 | 20 | n |  | TRUE
43 | bus_MV_543_0_node_18 | 20 | n |  | TRUE
44 | bus_MV_543_0_node_20 | 20 | n |  | TRUE
45 | bus_MV_543_0_node_23 | 20 | n |  | TRUE
46 | bus_MV_543_0_node_21 | 20 | n |  | TRUE
47 | bus_MV_543_0_node_19 | 20 | n |  | TRUE
48 | bus_MV_543_0_node_75 | 20 | n |  | TRUE
49 | bus_MV_543_0_node_184 | 20 | n |  | TRUE
50 | bus_MV_543_0_node_22 | 20 | n |  | TRUE
51 | bus_MV_543_0_node_24 | 20 | n |  | TRUE
52 | bus_MV_543_0_node_193 | 20 | n |  | TRUE
53 | bus_MV_543_0_node_144 | 20 | n |  | TRUE
54 | bus_MV_543_0_node_25 | 20 | n |  | TRUE
55 | bus_MV_543_0_node_82 | 20 | n |  | TRUE
56 | bus_MV_543_0_node_80 | 20 | n |  | TRUE
57 | bus_MV_543_0_node_26 | 20 | n |  | TRUE
58 | bus_MV_543_0_node_29 | 20 | n |  | TRUE
59 | bus_MV_543_0_node_31 | 20 | n |  | TRUE
60 | bus_MV_543_0_node_124 | 20 | n |  | TRUE
61 | bus_MV_543_0_node_176 | 20 | n |  | TRUE
62 | bus_MV_543_0_node_27 | 20 | n |  | TRUE
63 | bus_MV_543_0_node_28 | 20 | n |  | TRUE
64 | bus_MV_543_0_node_130 | 20 | n |  | TRUE
65 | bus_MV_543_0_node_52 | 20 | n |  | TRUE
66 | bus_MV_543_0_node_30 | 20 | n |  | TRUE
67 | bus_MV_543_0_node_187 | 20 | n |  | TRUE
68 | bus_MV_543_0_node_60 | 20 | n |  | TRUE
69 | bus_MV_543_0_node_64 | 20 | n |  | TRUE
70 | bus_MV_543_0_node_171 | 20 | n |  | TRUE
71 | bus_MV_543_0_node_69 | 20 | n |  | TRUE
72 | bus_MV_543_0_node_186 | 20 | n |  | TRUE
73 | bus_MV_543_0_node_102 | 20 | n |  | TRUE
74 | bus_MV_543_0_node_39 | 20 | n |  | TRUE
75 | bus_MV_543_0_node_180 | 20 | n |  | TRUE
76 | bus_MV_543_0_node_59 | 20 | n |  | TRUE
77 | bus_MV_543_0_node_51 | 20 | n |  | TRUE
78 | bus_MV_543_0_node_50 | 20 | n |  | TRUE
79 | bus_MV_543_0_node_172 | 20 | n |  | TRUE
80 | bus_MV_543_0_node_32 | 20 | n |  | TRUE
81 | bus_MV_543_0_node_34 | 20 | n |  | TRUE
82 | bus_MV_543_0_node_33 | 20 | n |  | TRUE
83 | bus_MV_543_0_node_40 | 20 | n |  | TRUE
84 | bus_MV_543_0_node_37 | 20 | n |  | TRUE
85 | bus_MV_543_0_node_110 | 20 | n |  | TRUE
86 | bus_MV_543_0_node_127 | 20 | n |  | TRUE
87 | bus_MV_543_0_node_170 | 20 | n |  | TRUE
88 | bus_MV_543_0_node_188 | 20 | n |  | TRUE
89 | bus_MV_543_0_node_35 | 20 | n |  | TRUE
90 | bus_MV_543_0_node_175 | 20 | n |  | TRUE
91 | bus_MV_543_0_node_36 | 20 | n |  | TRUE
92 | bus_MV_543_0_node_189 | 20 | n |  | TRUE
93 | bus_MV_543_0_node_128 | 20 | n |  | TRUE
94 | bus_MV_543_0_node_126 | 20 | n |  | TRUE
95 | bus_MV_543_0_node_38 | 20 | n |  | TRUE
96 | bus_MV_543_0_node_147 | 20 | n |  | TRUE
97 | bus_MV_543_0_node_101 | 20 | n |  | TRUE
98 | bus_MV_543_0_node_150 | 20 | n |  | TRUE
99 | bus_MV_543_0_node_103 | 20 | n |  | TRUE
100 | bus_MV_543_0_node_136 | 20 | n |  | TRUE
101 | bus_MV_543_0_node_190 | 20 | n |  | TRUE
102 | bus_MV_543_0_node_129 | 20 | n |  | TRUE
103 | bus_MV_543_0_node_146 | 20 | n |  | TRUE
104 | bus_MV_543_0_node_151 | 20 | n |  | TRUE
105 | bus_MV_543_0_node_41 | 20 | n |  | TRUE
106 | bus_MV_543_0_node_43 | 20 | n |  | TRUE
107 | bus_MV_543_0_node_42 | 20 | n |  | TRUE
108 | bus_MV_543_0_node_45 | 20 | n |  | TRUE
109 | bus_MV_543_0_node_46 | 20 | n |  | TRUE
110 | bus_MV_543_0_node_48 | 20 | n |  | TRUE
111 | bus_MV_543_0_node_44 | 20 | n |  | TRUE
112 | bus_MV_543_0_node_185 | 20 | n |  | TRUE
113 | bus_MV_543_0_node_149 | 20 | n |  | TRUE
114 | bus_MV_543_0_node_179 | 20 | n |  | TRUE
115 | bus_MV_543_0_node_47 | 20 | n |  | TRUE
116 | bus_MV_543_0_node_178 | 20 | n |  | TRUE
117 | bus_MV_543_0_node_49 | 20 | n |  | TRUE
118 | bus_MV_543_0_node_89 | 20 | n |  | TRUE
119 | bus_MV_543_0_node_58 | 20 | n |  | TRUE
120 | bus_MV_543_0_node_85 | 20 | n |  | TRUE
121 | bus_MV_543_0_node_183 | 20 | n |  | TRUE
122 | bus_MV_543_0_node_55 | 20 | n |  | TRUE
123 | bus_MV_543_0_node_157 | 20 | n |  | TRUE
124 | bus_MV_543_0_node_57 | 20 | n |  | TRUE
125 | bus_MV_543_0_node_181 | 20 | n |  | TRUE
126 | bus_MV_543_0_node_56 | 20 | n |  | TRUE
127 | bus_MV_543_0_node_87 | 20 | n |  | TRUE
128 | bus_MV_543_0_node_86 | 20 | n |  | TRUE
129 | bus_MV_543_0_node_54 | 20 | n |  | TRUE
130 | bus_MV_543_0_node_84 | 20 | n |  | TRUE
131 | bus_MV_543_0_node_53 | 20 | n |  | TRUE
132 | bus_MV_543_0_node_88 | 20 | n |  | TRUE
133 | bus_MV_543_0_node_63 | 20 | n |  | TRUE
134 | bus_MV_543_0_node_61 | 20 | n |  | TRUE
135 | bus_MV_543_0_node_62 | 20 | n |  | TRUE
136 | bus_MV_543_0_node_65 | 20 | n |  | TRUE
137 | bus_MV_543_0_node_66 | 20 | n |  | TRUE
138 | bus_MV_543_0_node_67 | 20 | n |  | TRUE
139 | bus_MV_543_0_node_70 | 20 | n |  | TRUE
140 | bus_MV_543_0_node_68 | 20 | n |  | TRUE
141 | bus_MV_543_0_node_125 | 20 | n |  | TRUE
142 | bus_MV_543_0_node_74 | 20 | n |  | TRUE
143 | bus_MV_543_0_node_182 | 20 | n |  | TRUE
144 | bus_MV_543_0_node_73 | 20 | n |  | TRUE
145 | bus_MV_543_0_node_71 | 20 | n |  | TRUE
146 | bus_MV_543_0_node_72 | 20 | n |  | TRUE
147 | bus_MV_543_0_node_79 | 20 | n |  | TRUE
148 | bus_MV_543_0_node_148 | 20 | n |  | TRUE
149 | bus_MV_543_0_node_97 | 20 | n |  | TRUE
150 | bus_MV_543_0_node_96 | 20 | n |  | TRUE
151 | bus_MV_543_0_node_145 | 20 | n |  | TRUE
152 | bus_MV_543_0_node_99 | 20 | n |  | TRUE
153 | bus_MV_543_0_node_154 | 20 | n |  | TRUE
154 | bus_MV_543_0_node_155 | 20 | n |  | TRUE
155 | bus_MV_543_0_node_153 | 20 | n |  | TRUE
156 | bus_MV_543_0_node_156 | 20 | n |  | TRUE
157 | bus_MV_543_0_node_90 | 20 | n |  | TRUE
158 | bus_MV_543_0_node_91 | 20 | n |  | TRUE
159 | bus_MV_543_0_node_92 | 20 | n |  | TRUE
160 | bus_MV_543_0_node_93 | 20 | n |  | TRUE
161 | bus_MV_543_0_node_95 | 20 | n |  | TRUE
162 | bus_MV_543_0_node_94 | 20 | n |  | TRUE
163 | bus_MV_543_0_node_168 | 20 | n |  | TRUE
164 | bus_MV_543_0_node_164 | 20 | n |  | TRUE
165 | bus_MV_543_0_node_143 | 20 | n |  | TRUE
166 | bus_MV_543_0_node_192 | 20 | n |  | TRUE
167 | bus_MV_543_0_node_163 | 20 | n |  | TRUE
168 | bus_MV_543_0_node_162 | 20 | n |  | TRUE
169 | bus_MV_543_0_node_98 | 20 | n |  | TRUE
170 | bus_MV_543_0_node_161 | 20 | n |  | TRUE
171 | bus_MV_543_0_node_107 | 20 | n |  | TRUE
172 | bus_MV_543_0_node_109 | 20 | n |  | TRUE
173 | bus_MV_543_0_node_108 | 20 | n |  | TRUE
174 | bus_MV_543_0_node_169 | 20 | n |  | TRUE
175 | bus_MV_543_0_node_113 | 20 | n |  | TRUE
176 | bus_MV_543_0_node_114 | 20 | n |  | TRUE
177 | bus_MV_543_0_node_191 | 20 | n |  | TRUE
178 | bus_MV_543_0_node_166 | 20 | n |  | TRUE
179 | bus_MV_543_0_node_165 | 20 | n |  | TRUE
180 | bus_MV_543_0_node_116 | 20 | n |  | TRUE
181 | bus_MV_543_0_node_123 | 20 | n |  | TRUE
182 | bus_MV_543_0_node_133 | 20 | n |  | TRUE
183 | bus_MV_543_0_node_135 | 20 | n |  | TRUE
184 | bus_MV_543_0_node_139 | 20 | n |  | TRUE
185 | bus_MV_543_0_node_140 | 20 | n |  | TRUE
186 | bus_MV_543_0_node_167 | 20 | n |  | TRUE
187 | bus_MV_543_0_node_173 | 20 | n |  | TRUE
188 | bus_MV_543_0_node_177 | 20 | n |  | TRUE
189 | bus_HV_543_0_node_29 | 110 | n |  | TRUE

## load
| name | bus | p_mw | q_mvar | const_z_percent | const_i_percent | sn_mva | scaling | in_service | type
0 | MV_543_0_load_0 | 0 | 0.38261 | 0.18531 | 0 | 0 |  | 1 | TRUE | wye
1 | MV_543_0_load_134 | 1 | 0.069713 | 0.033763 | 0 | 0 |  | 1 | TRUE | wye
2 | MV_543_0_load_3 | 4 | 0.0708 | 0.03429 | 0 | 0 |  | 1 | TRUE | wye
3 | MV_543_0_load_131 | 5 | 0.086175 | 0.041736 | 0 | 0 |  | 1 | TRUE | wye
4 | MV_543_0_load_4 | 8 | 0.36494 | 0.17675 | 0 | 0 |  | 1 | TRUE | wye
5 | MV_543_0_load_118 | 12 | 0.095939 | 0.046465 | 0 | 0 |  | 1 | TRUE | wye
6 | MV_543_0_load_159 | 14 | 0.22422 | 0.1086 | 0 | 0 |  | 1 | TRUE | wye
7 | MV_543_0_load_158 | 16 | 0.22105 | 0.10706 | 0 | 0 |  | 1 | TRUE | wye
8 | MV_543_0_load_100 | 19 | 0.070344 | 0.034069 | 0 | 0 |  | 1 | TRUE | wye
9 | MV_543_0_load_76 | 20 | 0.20607 | 0.099804 | 0 | 0 |  | 1 | TRUE | wye
10 | MV_543_0_load_120 | 21 | 0.31793 | 0.15398 | 0 | 0 |  | 1 | TRUE | wye
11 | MV_543_0_load_119 | 22 | 0.27096 | 0.13123 | 0 | 0 |  | 1 | TRUE | wye
12 | MV_543_0_load_121 | 23 | 0.12168 | 0.058932 | 0 | 0 |  | 1 | TRUE | wye
13 | MV_543_0_load_77 | 26 | 0.077542 | 0.037555 | 0 | 0 |  | 1 | TRUE | wye
14 | MV_543_0_load_122 | 28 | 0.20785 | 0.10067 | 0 | 0 |  | 1 | TRUE | wye
15 | MV_543_0_load_12 | 29 | 0.24361 | 0.11798 | 0 | 0 |  | 1 | TRUE | wye
16 | MV_543_0_load_142 | 32 | 0.27695 | 0.13413 | 0 | 0 |  | 1 | TRUE | wye
17 | MV_543_0_load_115 | 35 | 0.093084 | 0.045083 | 0 | 0 |  | 1 | TRUE | wye
18 | MV_543_0_load_174 | 36 | 0.37022 | 0.17931 | 0 | 0 |  | 1 | TRUE | wye
19 | MV_543_0_load_137 | 38 | 0.61614 | 0.29841 | 0 | 0 |  | 1 | TRUE | wye
20 | MV_543_0_load_106 | 40 | 0.60438 | 0.29272 | 0 | 0 |  | 1 | TRUE | wye
21 | MV_543_0_load_16 | 41 | 0.30182 | 0.14618 | 0 | 0 |  | 1 | TRUE | wye
22 | MV_543_0_load_21 | 46 | 0.36102 | 0.17485 | 0 | 0 |  | 1 | TRUE | wye
23 | MV_543_0_load_75 | 48 | 0.29279 | 0.1418 | 0 | 0 |  | 1 | TRUE | wye
24 | MV_543_0_load_184 | 49 | 0.20278 | 0.098209 | 0 | 0 |  | 1 | TRUE | wye
25 | MV_543_0_load_193 | 52 | 0.25967 | 0.12576 | 0 | 0 |  | 1 | TRUE | wye
26 | MV_543_0_load_144 | 53 | 0.15809 | 0.076566 | 0 | 0 |  | 1 | TRUE | wye
27 | MV_543_0_load_80 | 56 | 0.38264 | 0.18532 | 0 | 0 |  | 1 | TRUE | wye
28 | MV_543_0_load_124 | 60 | 0.1519 | 0.073571 | 0 | 0 |  | 1 | TRUE | wye
29 | MV_543_0_load_176 | 61 | 0.34462 | 0.16691 | 0 | 0 |  | 1 | TRUE | wye
30 | MV_543_0_load_130 | 64 | 0.46074 | 0.22315 | 0 | 0 |  | 1 | TRUE | wye
31 | MV_543_0_load_187 | 67 | 0.11931 | 0.057784 | 0 | 0 |  | 1 | TRUE | wye
32 | MV_543_0_load_64 | 69 | 0.33226 | 0.16092 | 0 | 0 |  | 1 | TRUE | wye
33 | MV_543_0_load_171 | 70 | 0.091476 | 0.044304 | 0 | 0 |  | 1 | TRUE | wye
34 | MV_543_0_load_186 | 72 | 0.39683 | 0.19219 | 0 | 0 |  | 1 | TRUE | wye
35 | MV_543_0_load_102 | 73 | 0.098374 | 0.047645 | 0 | 0 |  | 1 | TRUE | wye
36 | MV_543_0_load_180 | 75 | 0.069111 | 0.033472 | 0 | 0 |  | 1 | TRUE | wye
37 | MV_543_0_load_59 | 76 | 0.26635 | 0.129 | 0 | 0 |  | 1 | TRUE | wye
38 | MV_543_0_load_50 | 78 | 0.24582 | 0.11906 | 0 | 0 |  | 1 | TRUE | wye
39 | MV_543_0_load_32 | 80 | 0.30383 | 0.14715 | 0 | 0 |  | 1 | TRUE | wye
40 | MV_543_0_load_110 | 85 | 1.0876 | 0.52674 | 0 | 0 |  | 1 | TRUE | wye
41 | MV_543_0_load_127 | 86 | 0.42372 | 0.20522 | 0 | 0 |  | 1 | TRUE | wye
42 | MV_543_0_load_170 | 87 | 0.073781 | 0.035734 | 0 | 0 |  | 1 | TRUE | wye
43 | MV_543_0_load_188 | 88 | 0.10938 | 0.052977 | 0 | 0 |  | 1 | TRUE | wye
44 | MV_543_0_load_175 | 90 | 0.41324 | 0.20014 | 0 | 0 |  | 1 | TRUE | wye
45 | MV_543_0_load_126 | 94 | 0.15489 | 0.075016 | 0 | 0 |  | 1 | TRUE | wye
46 | MV_543_0_load_147 | 96 | 0.39755 | 0.19254 | 0 | 0 |  | 1 | TRUE | wye
47 | MV_543_0_load_101 | 97 | 0.078377 | 0.03796 | 0 | 0 |  | 1 | TRUE | wye
48 | MV_543_0_load_150 | 98 | 0.10734 | 0.051985 | 0 | 0 |  | 1 | TRUE | wye
49 | MV_543_0_load_103 | 99 | 0.23427 | 0.11346 | 0 | 0 |  | 1 | TRUE | wye
50 | MV_543_0_load_190 | 101 | 0.079221 | 0.038369 | 0 | 0 |  | 1 | TRUE | wye
51 | MV_543_0_load_129 | 102 | 0.073751 | 0.035719 | 0 | 0 |  | 1 | TRUE | wye
52 | MV_543_0_load_41 | 105 | 0.20101 | 0.097354 | 0 | 0 |  | 1 | TRUE | wye
53 | MV_543_0_load_185 | 112 | 0.39786 | 0.19269 | 0 | 0 |  | 1 | TRUE | wye
54 | MV_543_0_load_149 | 113 | 0.17702 | 0.085734 | 0 | 0 |  | 1 | TRUE | wye
55 | MV_543_0_load_179 | 114 | 0.31264 | 0.15142 | 0 | 0 |  | 1 | TRUE | wye
56 | MV_543_0_load_178 | 116 | 0.3545 | 0.17169 | 0 | 0 |  | 1 | TRUE | wye
57 | MV_543_0_load_89 | 118 | 0.19285 | 0.0934 | 0 | 0 |  | 1 | TRUE | wye
58 | MV_543_0_load_183 | 121 | 0.3151 | 0.15261 | 0 | 0 |  | 1 | TRUE | wye
59 | MV_543_0_load_157 | 123 | 0.088638 | 0.04293 | 0 | 0 |  | 1 | TRUE | wye
60 | MV_543_0_load_181 | 125 | 0.26854 | 0.13006 | 0 | 0 |  | 1 | TRUE | wye
61 | MV_543_0_load_86 | 128 | 0.16408 | 0.079467 | 0 | 0 |  | 1 | TRUE | wye
62 | MV_543_0_load_84 | 130 | 0.10459 | 0.050657 | 0 | 0 |  | 1 | TRUE | wye
63 | MV_543_0_load_53 | 131 | 0.262 | 0.12689 | 0 | 0 |  | 1 | TRUE | wye
64 | MV_543_0_load_88 | 132 | 0.10851 | 0.052553 | 0 | 0 |  | 1 | TRUE | wye
65 | MV_543_0_load_61 | 134 | 0.21131 | 0.10234 | 0 | 0 |  | 1 | TRUE | wye
66 | MV_543_0_load_65 | 136 | 0.35831 | 0.17354 | 0 | 0 |  | 1 | TRUE | wye
67 | MV_543_0_load_125 | 141 | 0.10209 | 0.049445 | 0 | 0 |  | 1 | TRUE | wye
68 | MV_543_0_load_74 | 142 | 0.24144 | 0.11693 | 0 | 0 |  | 1 | TRUE | wye
69 | MV_543_0_load_182 | 143 | 0.32513 | 0.15747 | 0 | 0 |  | 1 | TRUE | wye
70 | MV_543_0_load_71 | 145 | 0.24536 | 0.11883 | 0 | 0 |  | 1 | TRUE | wye
71 | MV_543_0_load_148 | 148 | 0.27045 | 0.13099 | 0 | 0 |  | 1 | TRUE | wye
72 | MV_543_0_load_96 | 150 | 0.40671 | 0.19698 | 0 | 0 |  | 1 | TRUE | wye
73 | MV_543_0_load_145 | 151 | 0.074888 | 0.03627 | 0 | 0 |  | 1 | TRUE | wye
74 | MV_543_0_load_155 | 154 | 0.070557 | 0.034172 | 0 | 0 |  | 1 | TRUE | wye
75 | MV_543_0_load_153 | 155 | 0.092479 | 0.04479 | 0 | 0 |  | 1 | TRUE | wye
76 | MV_543_0_load_156 | 156 | 0.28779 | 0.13938 | 0 | 0 |  | 1 | TRUE | wye
77 | MV_543_0_load_90 | 157 | 0.077079 | 0.037331 | 0 | 0 |  | 1 | TRUE | wye
78 | MV_543_0_load_93 | 160 | 0.090028 | 0.043603 | 0 | 0 |  | 1 | TRUE | wye
79 | MV_543_0_load_168 | 163 | 0.33604 | 0.16275 | 0 | 0 |  | 1 | TRUE | wye
80 | MV_543_0_load_143 | 165 | 0.26164 | 0.12672 | 0 | 0 |  | 1 | TRUE | wye
81 | MV_543_0_load_192 | 166 | 0.091109 | 0.044126 | 0 | 0 |  | 1 | TRUE | wye
82 | MV_543_0_load_162 | 168 | 0.78457 | 0.37998 | 0 | 0 |  | 1 | TRUE | wye
83 | MV_543_0_load_161 | 170 | 0.17361 | 0.084082 | 0 | 0 |  | 1 | TRUE | wye
84 | MV_543_0_load_109 | 172 | 0.19679 | 0.095308 | 0 | 0 |  | 1 | TRUE | wye
85 | MV_543_0_load_191 | 177 | 0.39415 | 0.19089 | 0 | 0 |  | 1 | TRUE | wye
86 | MV_543_0_load_165 | 179 | 0.37707 | 0.18262 | 0 | 0 |  | 1 | TRUE | wye
87 | MV_543_0_load_116 | 180 | 0.083941 | 0.040654 | 0 | 0 |  | 1 | TRUE | wye
88 | MV_543_0_load_123 | 181 | 0.35976 | 0.17424 | 0 | 0 |  | 1 | TRUE | wye
89 | MV_543_0_load_135 | 183 | 0.079807 | 0.038652 | 0 | 0 |  | 1 | TRUE | wye
90 | MV_543_0_load_167 | 186 | 0.14172 | 0.068639 | 0 | 0 |  | 1 | TRUE | wye
91 | MV_543_0_load_177 | 188 | 0.11762 | 0.056965 | 0 | 0 |  | 1 | TRUE | wye

## ext_grid
| name | bus | vm_pu | va_degree | slack_weight | in_service
0 |  | 58 | 1 | 0 | 1 | TRUE

## line
| name | std_type | from_bus | to_bus | length_km | r_ohm_per_km | x_ohm_per_km | c_nf_per_km | g_us_per_km | max_i_ka | df | parallel | type | in_service
0 | MV_543_0_line_0 |  | 0 | 1 | 0.044081 | 0.0595 | 0.16 | 22 | 0 | 1.29 | 1 | 1 | ol | TRUE
1 | MV_543_0_line_1 |  | 0 | 2 | 0.048076 | 0.0595 | 0.16 | 22 | 0 | 1.29 | 1 | 1 | ol | TRUE
2 | MV_543_0_line_2 |  | 1 | 3 | 0.037855 | 0.0515 | 0.029 | 1000 | 0 | 1.276 | 1 | 1 | cs | TRUE
3 | MV_543_0_line_3 |  | 2 | 4 | 0.032076 | 0.0515 | 0.029 | 1000 | 0 | 1.276 | 1 | 1 | cs | TRUE
4 | MV_543_0_line_4 |  | 3 | 7 | 0.11193 | 0.0515 | 0.029 | 1000 | 0 | 1.276 | 1 | 1 | cs | TRUE
5 | MV_543_0_line_5 |  | 4 | 5 | 0.043706 | 0.0515 | 0.029 | 1000 | 0 | 1.276 | 1 | 1 | cs | TRUE
6 | MV_543_0_line_6 |  | 5 | 6 | 0.042333 | 0.0515 | 0.029 | 1000 | 0 | 1.276 | 1 | 1 | cs | TRUE
7 | MV_543_0_line_7 |  | 6 | 182 | 0.014532 | 0.0515 | 0.029 | 1000 | 0 | 1.276 | 1 | 1 | cs | TRUE
8 | MV_543_0_line_8 |  | 7 | 56 | 0.006615 | 0.0515 | 0.029 | 1000 | 0 | 1.276 | 1 | 1 | cs | TRUE
9 | MV_543_0_line_9 |  | 8 | 9 | 0.0073 | 0.445 | 0.132 | 190 | 0 | 0.22 | 1 | 1 | cs | TRUE
10 | MV_543_0_line_10 |  | 9 | 10 | 0.27255 | 0.445 | 0.132 | 190 | 0 | 0.22 | 1 | 1 | cs | TRUE
11 | MV_543_0_line_11 |  | 10 | 11 | 0.052554 | 0.445 | 0.132 | 190 | 0 | 0.22 | 1 | 1 | cs | TRUE
12 | MV_543_0_line_12 |  | 10 | 12 | 0.023796 | 0.445 | 0.132 | 190 | 0 | 0.22 | 1 | 1 | cs | TRUE
13 | MV_543_0_line_13 |  | 11 | 21 | 0.004999 | 0.445 | 0.132 | 190 | 0 | 0.22 | 1 | 1 | cs | TRUE
14 | MV_543_0_line_14 |  | 11 | 15 | 0.1343 | 0.445 | 0.132 | 190 | 0 | 0.22 | 1 | 1 | cs | TRUE
15 | MV_543_0_line_15 |  | 11 | 22 | 0.059767 | 0.445 | 0.132 | 190 | 0 | 0.22 | 1 | 1 | cs | TRUE
16 | MV_543_0_line_16 |  | 12 | 24 | 0.034902 | 0.445 | 0.132 | 190 | 0 | 0.22 | 1 | 1 | cs | TRUE
17 | MV_543_0_line_17 |  | 13 | 14 | 0.00532 | 0.445 | 0.132 | 190 | 0 | 0.22 | 1 | 1 | cs | TRUE
18 | MV_543_0_line_18 |  | 13 | 15 | 0.034214 | 0.445 | 0.132 | 190 | 0 | 0.22 | 1 | 1 | cs | TRUE
19 | MV_543_0_line_19 |  | 13 | 16 | 0.035849 | 0.445 | 0.132 | 190 | 0 | 0.22 | 1 | 1 | cs | TRUE
20 | MV_543_0_line_20 |  | 14 | 25 | 0.03419 | 0.445 | 0.132 | 190 | 0 | 0.22 | 1 | 1 | cs | TRUE
21 | MV_543_0_line_21 |  | 15 | 17 | 0.060668 | 0.445 | 0.132 | 190 | 0 | 0.22 | 1 | 1 | cs | TRUE
22 | MV_543_0_line_22 |  | 17 | 18 | 0.023507 | 0.445 | 0.132 | 190 | 0 | 0.22 | 1 | 1 | cs | TRUE
23 | MV_543_0_line_23 |  | 17 | 19 | 0.027278 | 0.445 | 0.132 | 190 | 0 | 0.22 | 1 | 1 | cs | TRUE
24 | MV_543_0_line_24 |  | 17 | 20 | 0.037166 | 0.5939 | 0.372 | 9.5 | 0 | 0.21 | 1 | 1 | ol | TRUE
25 | MV_543_0_line_25 |  | 18 | 23 | 0.022513 | 0.445 | 0.132 | 190 | 0 | 0.22 | 1 | 1 | cs | TRUE
26 | MV_543_0_line_26 |  | 20 | 26 | 0.030059 | 0.445 | 0.132 | 190 | 0 | 0.22 | 1 | 1 | cs | TRUE
27 | MV_543_0_line_27 |  | 20 | 27 | 0.034385 | 0.445 | 0.132 | 190 | 0 | 0.22 | 1 | 1 | cs | TRUE
28 | MV_543_0_line_28 |  | 23 | 28 | 0.072038 | 0.445 | 0.132 | 190 | 0 | 0.22 | 1 | 1 | cs | TRUE
29 | MV_543_0_line_29 |  | 24 | 180 | 0.027543 | 0.445 | 0.132 | 190 | 0 | 0.22 | 1 | 1 | cs | TRUE
30 | MV_543_0_line_30 |  | 25 | 49 | 0.005534 | 0.445 | 0.132 | 190 | 0 | 0.22 | 1 | 1 | cs | TRUE
31 | MV_543_0_line_31 |  | 27 | 147 | 0.005555 | 0.445 | 0.132 | 190 | 0 | 0.22 | 1 | 1 | cs | TRUE
32 | MV_543_0_line_32 |  | 28 | 181 | 0.039077 | 0.5939 | 0.372 | 9.5 | 0 | 0.21 | 1 | 1 | ol | TRUE
33 | MV_543_0_line_33 |  | 29 | 30 | 0.081021 | 0.5939 | 0.372 | 9.5 | 0 | 0.21 | 1 | 1 | ol | TRUE
34 | MV_543_0_line_34 |  | 30 | 31 | 0.21478 | 0.445 | 0.132 | 190 | 0 | 0.22 | 1 | 1 | cs | TRUE
35 | MV_543_0_line_35 |  | 31 | 36 | 0.030592 | 0.5939 | 0.372 | 9.5 | 0 | 0.21 | 1 | 1 | ol | TRUE
36 | MV_543_0_line_36 |  | 31 | 34 | 0.56926 | 0.445 | 0.132 | 190 | 0 | 0.22 | 1 | 1 | cs | TRUE
37 | MV_543_0_line_37 |  | 32 | 33 | 0.01712 | 0.445 | 0.132 | 190 | 0 | 0.22 | 1 | 1 | cs | TRUE
38 | MV_543_0_line_38 |  | 33 | 39 | 0.12996 | 0.445 | 0.132 | 190 | 0 | 0.22 | 1 | 1 | cs | TRUE
39 | MV_543_0_line_39 |  | 34 | 35 | 0.014412 | 0.445 | 0.132 | 190 | 0 | 0.22 | 1 | 1 | cs | TRUE
40 | MV_543_0_line_40 |  | 36 | 37 | 0.034073 | 0.5939 | 0.372 | 9.5 | 0 | 0.21 | 1 | 1 | ol | TRUE
41 | MV_543_0_line_41 |  | 37 | 104 | 0.043006 | 0.445 | 0.132 | 190 | 0 | 0.22 | 1 | 1 | cs | TRUE
42 | MV_543_0_line_42 |  | 38 | 39 | 0.013664 | 0.0515 | 0.029 | 1000 | 0 | 1.276 | 1 | 1 | cs | TRUE
43 | MV_543_0_line_43 |  | 38 | 40 | 0.11673 | 0.0595 | 0.16 | 22 | 0 | 1.29 | 1 | 1 | ol | TRUE
44 | MV_543_0_line_44 |  | 39 | 184 | 0.074145 | 0.0515 | 0.029 | 1000 | 0 | 1.276 | 1 | 1 | cs | TRUE
45 | MV_543_0_line_45 |  | 40 | 171 | 0.045421 | 0.0515 | 0.029 | 1000 | 0 | 1.276 | 1 | 1 | cs | TRUE
46 | MV_543_0_line_46 |  | 40 | 172 | 0.063627 | 0.5939 | 0.372 | 9.5 | 0 | 0.21 | 1 | 1 | ol | TRUE
47 | MV_543_0_line_47 |  | 41 | 42 | 0.003549 | 0.445 | 0.132 | 190 | 0 | 0.22 | 1 | 1 | cs | TRUE
48 | MV_543_0_line_48 |  | 42 | 43 | 0.058714 | 0.0515 | 0.029 | 1000 | 0 | 1.276 | 1 | 1 | cs | TRUE
49 | MV_543_0_line_49 |  | 42 | 44 | 0.072184 | 0.161 | 0.117 | 273 | 0 | 0.362 | 1 | 1 | cs | TRUE
50 | MV_543_0_line_50 |  | 43 | 45 | 0.061799 | 0.0515 | 0.029 | 1000 | 0 | 1.276 | 1 | 1 | cs | TRUE
51 | MV_543_0_line_51 |  | 43 | 46 | 0.002933 | 0.445 | 0.132 | 190 | 0 | 0.22 | 1 | 1 | cs | TRUE
52 | MV_543_0_line_52 |  | 44 | 49 | 0.031926 | 0.445 | 0.132 | 190 | 0 | 0.22 | 1 | 1 | cs | TRUE
53 | MV_543_0_line_53 |  | 44 | 47 | 0.12665 | 0.445 | 0.132 | 190 | 0 | 0.22 | 1 | 1 | cs | TRUE
54 | MV_543_0_line_54 |  | 45 | 53 | 0.071844 | 0.445 | 0.132 | 190 | 0 | 0.22 | 1 | 1 | cs | TRUE
55 | MV_543_0_line_55 |  | 45 | 50 | 0.11292 | 0.0515 | 0.029 | 1000 | 0 | 1.276 | 1 | 1 | cs | TRUE
56 | MV_543_0_line_56 |  | 47 | 48 | 0.036728 | 0.445 | 0.132 | 190 | 0 | 0.22 | 1 | 1 | cs | TRUE
57 | MV_543_0_line_57 |  | 48 | 71 | 0.02114 | 0.445 | 0.132 | 190 | 0 | 0.22 | 1 | 1 | cs | TRUE
58 | MV_543_0_line_58 |  | 50 | 51 | 0.066777 | 0.0515 | 0.029 | 1000 | 0 | 1.276 | 1 | 1 | cs | TRUE
59 | MV_543_0_line_59 |  | 50 | 52 | 0.012392 | 0.5939 | 0.372 | 9.5 | 0 | 0.21 | 1 | 1 | ol | TRUE
60 | MV_543_0_line_60 |  | 51 | 54 | 0.17487 | 0.0515 | 0.029 | 1000 | 0 | 1.276 | 1 | 1 | cs | TRUE
61 | MV_543_0_line_61 |  | 51 | 55 | 0.047777 | 0.445 | 0.132 | 190 | 0 | 0.22 | 1 | 1 | cs | TRUE
62 | MV_543_0_line_62 |  | 51 | 56 | 0.084746 | 0.0595 | 0.16 | 22 | 0 | 1.29 | 1 | 1 | ol | TRUE
63 | MV_543_0_line_63 |  | 54 | 57 | 0.35936 | 0.445 | 0.132 | 190 | 0 | 0.22 | 1 | 1 | cs | TRUE
64 | MV_543_0_line_64 |  | 54 | 58 | 0.27872 | 0.0515 | 0.029 | 1000 | 0 | 1.276 | 1 | 1 | cs | TRUE
65 | MV_543_0_line_65 |  | 54 | 59 | 0.41564 | 0.445 | 0.132 | 190 | 0 | 0.22 | 1 | 1 | cs | TRUE
66 | MV_543_0_line_66 |  | 54 | 60 | 0.049304 | 0.445 | 0.132 | 190 | 0 | 0.22 | 1 | 1 | cs | TRUE
67 | MV_543_0_line_67 |  | 55 | 73 | 0.0047013 | 0.445 | 0.132 | 190 | 0 | 0.22 | 1 | 1 | cs | TRUE
68 | MV_543_0_line_68 |  | 55 | 74 | 0.063078 | 0.5939 | 0.372 | 9.5 | 0 | 0.21 | 1 | 1 | ol | TRUE
69 | MV_543_0_line_69 |  | 57 | 61 | 0.023227 | 0.445 | 0.132 | 190 | 0 | 0.22 | 1 | 1 | cs | TRUE
70 | MV_543_0_line_70 |  | 58 | 67 | 0.038011 | 0.445 | 0.132 | 190 | 0 | 0.22 | 1 | 1 | cs | TRUE
71 | MV_543_0_line_71 |  | 58 | 62 | 0.27939 | 0.445 | 0.132 | 190 | 0 | 0.22 | 1 | 1 | cs | TRUE
72 | MV_543_0_line_72 |  | 59 | 70 | 0.013501 | 0.445 | 0.132 | 190 | 0 | 0.22 | 1 | 1 | cs | TRUE
73 | MV_543_0_line_73 |  | 62 | 63 | 0.38324 | 0.445 | 0.132 | 190 | 0 | 0.22 | 1 | 1 | cs | TRUE
74 | MV_543_0_line_74 |  | 62 | 64 | 0.05112 | 0.445 | 0.132 | 190 | 0 | 0.22 | 1 | 1 | cs | TRUE
75 | MV_543_0_line_75 |  | 63 | 65 | 0.10429 | 0.445 | 0.132 | 190 | 0 | 0.22 | 1 | 1 | cs | TRUE
76 | MV_543_0_line_76 |  | 63 | 66 | 0.43292 | 0.445 | 0.132 | 190 | 0 | 0.22 | 1 | 1 | cs | TRUE
77 | MV_543_0_line_77 |  | 65 | 75 | 0.01912 | 0.445 | 0.132 | 190 | 0 | 0.22 | 1 | 1 | cs | TRUE
78 | MV_543_0_line_78 |  | 65 | 76 | 0.025789 | 0.5939 | 0.372 | 9.5 | 0 | 0.21 | 1 | 1 | ol | TRUE
79 | MV_543_0_line_79 |  | 65 | 77 | 0.12334 | 0.445 | 0.132 | 190 | 0 | 0.22 | 1 | 1 | cs | TRUE
80 | MV_543_0_line_80 |  | 66 | 68 | 0.42864 | 0.445 | 0.132 | 190 | 0 | 0.22 | 1 | 1 | cs | TRUE
81 | MV_543_0_line_81 |  | 66 | 69 | 0.003754 | 0.445 | 0.132 | 190 | 0 | 0.22 | 1 | 1 | cs | TRUE
82 | MV_543_0_line_82 |  | 68 | 72 | 0.003582 | 0.445 | 0.132 | 190 | 0 | 0.22 | 1 | 1 | cs | TRUE
83 | MV_543_0_line_83 |  | 70 | 79 | 0.028001 | 0.445 | 0.132 | 190 | 0 | 0.22 | 1 | 1 | cs | TRUE
84 | MV_543_0_line_84 |  | 71 | 138 | 0.24262 | 0.445 | 0.132 | 190 | 0 | 0.22 | 1 | 1 | cs | TRUE
85 | MV_543_0_line_85 |  | 74 | 97 | 0.021982 | 0.445 | 0.132 | 190 | 0 | 0.22 | 1 | 1 | cs | TRUE
86 | MV_543_0_line_86 |  | 74 | 95 | 0.11626 | 0.445 | 0.132 | 190 | 0 | 0.22 | 1 | 1 | cs | TRUE
87 | MV_543_0_line_87 |  | 77 | 78 | 0.040671 | 0.445 | 0.132 | 190 | 0 | 0.22 | 1 | 1 | cs | TRUE
88 | MV_543_0_line_88 |  | 79 | 187 | 0.21148 | 0.445 | 0.132 | 190 | 0 | 0.22 | 1 | 1 | cs | TRUE
89 | MV_543_0_line_89 |  | 80 | 81 | 0.005501 | 0.445 | 0.132 | 190 | 0 | 0.22 | 1 | 1 | cs | TRUE
90 | MV_543_0_line_90 |  | 80 | 82 | 0.072272 | 0.5939 | 0.372 | 9.5 | 0 | 0.21 | 1 | 1 | ol | TRUE
91 | MV_543_0_line_91 |  | 81 | 83 | 0.06829 | 0.445 | 0.132 | 190 | 0 | 0.22 | 1 | 1 | cs | TRUE
92 | MV_543_0_line_92 |  | 82 | 84 | 0.16415 | 0.445 | 0.132 | 190 | 0 | 0.22 | 1 | 1 | cs | TRUE
93 | MV_543_0_line_93 |  | 83 | 98 | 0.035088 | 0.445 | 0.132 | 190 | 0 | 0.22 | 1 | 1 | cs | TRUE
94 | MV_543_0_line_94 |  | 83 | 99 | 0.068752 | 0.5939 | 0.372 | 9.5 | 0 | 0.21 | 1 | 1 | ol | TRUE
95 | MV_543_0_line_95 |  | 84 | 93 | 0.001545 | 0.0515 | 0.029 | 1000 | 0 | 1.276 | 1 | 1 | cs | TRUE
96 | MV_543_0_line_96 |  | 84 | 94 | 0.024311 | 0.445 | 0.132 | 190 | 0 | 0.22 | 1 | 1 | cs | TRUE
97 | MV_543_0_line_97 |  | 84 | 89 | 0.43118 | 0.0515 | 0.029 | 1000 | 0 | 1.276 | 1 | 1 | cs | TRUE
98 | MV_543_0_line_98 |  | 85 | 86 | 0.049032 | 0.0595 | 0.16 | 22 | 0 | 1.29 | 1 | 1 | ol | TRUE
99 | MV_543_0_line_99 |  | 85 | 87 | 0.033748 | 0.0595 | 0.16 | 22 | 0 | 1.29 | 1 | 1 | ol | TRUE
100 | MV_543_0_line_100 |  | 85 | 88 | 0.088714 | 0.5939 | 0.372 | 9.5 | 0 | 0.21 | 1 | 1 | ol | TRUE
101 | MV_543_0_line_101 |  | 86 | 173 | 0.013493 | 0.0515 | 0.029 | 1000 | 0 | 1.276 | 1 | 1 | cs | TRUE
102 | MV_543_0_line_102 |  | 87 | 174 | 0.053518 | 0.0515 | 0.029 | 1000 | 0 | 1.276 | 1 | 1 | cs | TRUE
103 | MV_543_0_line_103 |  | 88 | 91 | 0.003518 | 0.445 | 0.132 | 190 | 0 | 0.22 | 1 | 1 | cs | TRUE
104 | MV_543_0_line_104 |  | 89 | 90 | 0.005768 | 0.0595 | 0.16 | 22 | 0 | 1.29 | 1 | 1 | ol | TRUE
105 | MV_543_0_line_105 |  | 90 | 100 | 0.011531 | 0.0515 | 0.029 | 1000 | 0 | 1.276 | 1 | 1 | cs | TRUE
106 | MV_543_0_line_106 |  | 91 | 92 | 0.012105 | 0.445 | 0.132 | 190 | 0 | 0.22 | 1 | 1 | cs | TRUE
107 | MV_543_0_line_107 |  | 92 | 101 | 0.00693 | 0.445 | 0.132 | 190 | 0 | 0.22 | 1 | 1 | cs | TRUE
108 | MV_543_0_line_108 |  | 93 | 102 | 0.022666 | 0.0515 | 0.029 | 1000 | 0 | 1.276 | 1 | 1 | cs | TRUE
109 | MV_543_0_line_109 |  | 95 | 96 | 0.034096 | 0.445 | 0.132 | 190 | 0 | 0.22 | 1 | 1 | cs | TRUE
110 | MV_543_0_line_110 |  | 96 | 103 | 0.019732 | 0.445 | 0.132 | 190 | 0 | 0.22 | 1 | 1 | cs | TRUE
111 | MV_543_0_line_111 |  | 98 | 104 | 0.062532 | 0.445 | 0.132 | 190 | 0 | 0.22 | 1 | 1 | cs | TRUE
112 | MV_543_0_line_112 |  | 100 | 182 | 0.020173 | 0.0515 | 0.029 | 1000 | 0 | 1.276 | 1 | 1 | cs | TRUE
113 | MV_543_0_line_113 |  | 102 | 174 | 0.015328 | 0.0515 | 0.029 | 1000 | 0 | 1.276 | 1 | 1 | cs | TRUE
114 | MV_543_0_line_114 |  | 103 | 152 | 0.073506 | 0.445 | 0.132 | 190 | 0 | 0.22 | 1 | 1 | cs | TRUE
115 | MV_543_0_line_115 |  | 105 | 106 | 0.015135 | 0.445 | 0.132 | 190 | 0 | 0.22 | 1 | 1 | cs | TRUE
116 | MV_543_0_line_116 |  | 105 | 107 | 0.12657 | 0.5939 | 0.372 | 9.5 | 0 | 0.21 | 1 | 1 | ol | TRUE
117 | MV_543_0_line_117 |  | 106 | 108 | 0.046117 | 0.445 | 0.132 | 190 | 0 | 0.22 | 1 | 1 | cs | TRUE
118 | MV_543_0_line_118 |  | 106 | 109 | 0.32862 | 0.445 | 0.132 | 190 | 0 | 0.22 | 1 | 1 | cs | TRUE
119 | MV_543_0_line_119 |  | 106 | 110 | 0.23865 | 0.445 | 0.132 | 190 | 0 | 0.22 | 1 | 1 | cs | TRUE
120 | MV_543_0_line_120 |  | 107 | 111 | 0.18476 | 0.445 | 0.132 | 190 | 0 | 0.22 | 1 | 1 | cs | TRUE
121 | MV_543_0_line_121 |  | 108 | 113 | 0.078649 | 0.445 | 0.132 | 190 | 0 | 0.22 | 1 | 1 | cs | TRUE
122 | MV_543_0_line_122 |  | 109 | 114 | 0.008172 | 0.445 | 0.132 | 190 | 0 | 0.22 | 1 | 1 | cs | TRUE
123 | MV_543_0_line_123 |  | 109 | 115 | 0.87177 | 0.445 | 0.132 | 190 | 0 | 0.22 | 1 | 1 | cs | TRUE
124 | MV_543_0_line_124 |  | 110 | 118 | 0.030741 | 0.445 | 0.132 | 190 | 0 | 0.22 | 1 | 1 | cs | TRUE
125 | MV_543_0_line_125 |  | 111 | 112 | 0.006878 | 0.445 | 0.132 | 190 | 0 | 0.22 | 1 | 1 | cs | TRUE
126 | MV_543_0_line_126 |  | 115 | 116 | 0.009023 | 0.445 | 0.132 | 190 | 0 | 0.22 | 1 | 1 | cs | TRUE
127 | MV_543_0_line_127 |  | 115 | 117 | 0.54351 | 0.445 | 0.132 | 190 | 0 | 0.22 | 1 | 1 | cs | TRUE
128 | MV_543_0_line_128 |  | 117 | 119 | 0.34353 | 0.445 | 0.132 | 190 | 0 | 0.22 | 1 | 1 | cs | TRUE
129 | MV_543_0_line_129 |  | 117 | 120 | 0.47719 | 0.445 | 0.132 | 190 | 0 | 0.22 | 1 | 1 | cs | TRUE
130 | MV_543_0_line_130 |  | 119 | 121 | 0.004184 | 0.445 | 0.132 | 190 | 0 | 0.22 | 1 | 1 | cs | TRUE
131 | MV_543_0_line_131 |  | 119 | 122 | 0.43536 | 0.445 | 0.132 | 190 | 0 | 0.22 | 1 | 1 | cs | TRUE
132 | MV_543_0_line_132 |  | 120 | 123 | 0.10907 | 0.5939 | 0.372 | 9.5 | 0 | 0.21 | 1 | 1 | ol | TRUE
133 | MV_543_0_line_133 |  | 121 | 133 | 0.003314 | 0.445 | 0.132 | 190 | 0 | 0.22 | 1 | 1 | cs | TRUE
134 | MV_543_0_line_134 |  | 122 | 127 | 0.1884 | 0.445 | 0.132 | 190 | 0 | 0.22 | 1 | 1 | cs | TRUE
135 | MV_543_0_line_135 |  | 122 | 126 | 0.35614 | 0.445 | 0.132 | 190 | 0 | 0.22 | 1 | 1 | cs | TRUE
136 | MV_543_0_line_136 |  | 122 | 128 | 0.070039 | 0.5939 | 0.372 | 9.5 | 0 | 0.21 | 1 | 1 | ol | TRUE
137 | MV_543_0_line_137 |  | 122 | 129 | 0.76031 | 0.445 | 0.132 | 190 | 0 | 0.22 | 1 | 1 | cs | TRUE
138 | MV_543_0_line_138 |  | 123 | 156 | 0.055772 | 0.5939 | 0.372 | 9.5 | 0 | 0.21 | 1 | 1 | ol | TRUE
139 | MV_543_0_line_139 |  | 124 | 125 | 0.015238 | 0.445 | 0.132 | 190 | 0 | 0.22 | 1 | 1 | cs | TRUE
140 | MV_543_0_line_140 |  | 124 | 126 | 0.28053 | 0.445 | 0.132 | 190 | 0 | 0.22 | 1 | 1 | cs | TRUE
141 | MV_543_0_line_141 |  | 126 | 130 | 0.004039 | 0.445 | 0.132 | 190 | 0 | 0.22 | 1 | 1 | cs | TRUE
142 | MV_543_0_line_142 |  | 127 | 132 | 0.040612 | 0.445 | 0.132 | 190 | 0 | 0.22 | 1 | 1 | cs | TRUE
143 | MV_543_0_line_143 |  | 129 | 131 | 0.008119 | 0.445 | 0.132 | 190 | 0 | 0.22 | 1 | 1 | cs | TRUE
144 | MV_543_0_line_144 |  | 133 | 135 | 0.21809 | 0.445 | 0.132 | 190 | 0 | 0.22 | 1 | 1 | cs | TRUE
145 | MV_543_0_line_145 |  | 134 | 135 | 0.054798 | 0.445 | 0.132 | 190 | 0 | 0.22 | 1 | 1 | cs | TRUE
146 | MV_543_0_line_146 |  | 136 | 137 | 0.048645 | 0.5939 | 0.372 | 9.5 | 0 | 0.21 | 1 | 1 | ol | TRUE
147 | MV_543_0_line_147 |  | 137 | 138 | 0.19205 | 0.445 | 0.132 | 190 | 0 | 0.22 | 1 | 1 | cs | TRUE
148 | MV_543_0_line_148 |  | 138 | 139 | 0.23503 | 0.445 | 0.132 | 190 | 0 | 0.22 | 1 | 1 | cs | TRUE
149 | MV_543_0_line_149 |  | 138 | 140 | 0.22673 | 0.445 | 0.132 | 190 | 0 | 0.22 | 1 | 1 | cs | TRUE
150 | MV_543_0_line_150 |  | 138 | 141 | 0.023246 | 0.445 | 0.132 | 190 | 0 | 0.22 | 1 | 1 | cs | TRUE
151 | MV_543_0_line_151 |  | 139 | 143 | 0.007094 | 0.445 | 0.132 | 190 | 0 | 0.22 | 1 | 1 | cs | TRUE
152 | MV_543_0_line_152 |  | 140 | 142 | 0.016728 | 0.445 | 0.132 | 190 | 0 | 0.22 | 1 | 1 | cs | TRUE
153 | MV_543_0_line_153 |  | 141 | 144 | 0.033343 | 0.445 | 0.132 | 190 | 0 | 0.22 | 1 | 1 | cs | TRUE
154 | MV_543_0_line_154 |  | 144 | 146 | 0.066644 | 0.445 | 0.132 | 190 | 0 | 0.22 | 1 | 1 | cs | TRUE
155 | MV_543_0_line_155 |  | 145 | 146 | 0.034411 | 0.445 | 0.132 | 190 | 0 | 0.22 | 1 | 1 | cs | TRUE
156 | MV_543_0_line_156 |  | 147 | 148 | 0.067683 | 0.445 | 0.132 | 190 | 0 | 0.22 | 1 | 1 | cs | TRUE
157 | MV_543_0_line_157 |  | 147 | 149 | 0.051796 | 0.445 | 0.132 | 190 | 0 | 0.22 | 1 | 1 | cs | TRUE
158 | MV_543_0_line_158 |  | 149 | 150 | 0.03612 | 0.445 | 0.132 | 190 | 0 | 0.22 | 1 | 1 | cs | TRUE
159 | MV_543_0_line_159 |  | 151 | 152 | 0.017093 | 0.445 | 0.132 | 190 | 0 | 0.22 | 1 | 1 | cs | TRUE
160 | MV_543_0_line_160 |  | 152 | 169 | 0.13061 | 0.445 | 0.132 | 190 | 0 | 0.22 | 1 | 1 | cs | TRUE
161 | MV_543_0_line_161 |  | 153 | 154 | 0.017557 | 0.445 | 0.132 | 190 | 0 | 0.22 | 1 | 1 | cs | TRUE
162 | MV_543_0_line_162 |  | 153 | 155 | 0.035735 | 0.445 | 0.132 | 190 | 0 | 0.22 | 1 | 1 | cs | TRUE
163 | MV_543_0_line_163 |  | 154 | 156 | 0.021873 | 0.445 | 0.132 | 190 | 0 | 0.22 | 1 | 1 | cs | TRUE
164 | MV_543_0_line_164 |  | 155 | 160 | 0.16258 | 0.5939 | 0.372 | 9.5 | 0 | 0.21 | 1 | 1 | ol | TRUE
165 | MV_543_0_line_165 |  | 157 | 158 | 0.035691 | 0.445 | 0.132 | 190 | 0 | 0.22 | 1 | 1 | cs | TRUE
166 | MV_543_0_line_166 |  | 157 | 159 | 0.037981 | 0.445 | 0.132 | 190 | 0 | 0.22 | 1 | 1 | cs | TRUE
167 | MV_543_0_line_167 |  | 158 | 160 | 0.082874 | 0.445 | 0.132 | 190 | 0 | 0.22 | 1 | 1 | cs | TRUE
168 | MV_543_0_line_168 |  | 159 | 161 | 0.18326 | 0.445 | 0.132 | 190 | 0 | 0.22 | 1 | 1 | cs | TRUE
169 | MV_543_0_line_169 |  | 161 | 165 | 0.020381 | 0.445 | 0.132 | 190 | 0 | 0.22 | 1 | 1 | cs | TRUE
170 | MV_543_0_line_170 |  | 161 | 162 | 0.25592 | 0.161 | 0.117 | 273 | 0 | 0.362 | 1 | 1 | cs | TRUE
171 | MV_543_0_line_171 |  | 162 | 163 | 0.009044 | 0.445 | 0.132 | 190 | 0 | 0.22 | 1 | 1 | cs | TRUE
172 | MV_543_0_line_172 |  | 162 | 164 | 0.047933 | 0.161 | 0.117 | 273 | 0 | 0.362 | 1 | 1 | cs | TRUE
173 | MV_543_0_line_173 |  | 164 | 166 | 0.004305 | 0.445 | 0.132 | 190 | 0 | 0.22 | 1 | 1 | cs | TRUE
174 | MV_543_0_line_174 |  | 164 | 167 | 0.11866 | 0.0515 | 0.029 | 1000 | 0 | 1.276 | 1 | 1 | cs | TRUE
175 | MV_543_0_line_175 |  | 167 | 168 | 0.015938 | 0.0515 | 0.029 | 1000 | 0 | 1.276 | 1 | 1 | cs | TRUE
176 | MV_543_0_line_176 |  | 168 | 175 | 0.021826 | 0.0515 | 0.029 | 1000 | 0 | 1.276 | 1 | 1 | cs | TRUE
177 | MV_543_0_line_177 |  | 169 | 170 | 0.040288 | 0.445 | 0.132 | 190 | 0 | 0.22 | 1 | 1 | cs | TRUE
178 | MV_543_0_line_178 |  | 171 | 173 | 0.026951 | 0.0515 | 0.029 | 1000 | 0 | 1.276 | 1 | 1 | cs | TRUE
179 | MV_543_0_line_179 |  | 175 | 176 | 0.059384 | 0.0515 | 0.029 | 1000 | 0 | 1.276 | 1 | 1 | cs | TRUE
180 | MV_543_0_line_180 |  | 176 | 177 | 0.006403 | 0.445 | 0.132 | 190 | 0 | 0.22 | 1 | 1 | cs | TRUE
181 | MV_543_0_line_181 |  | 176 | 178 | 0.10932 | 0.0515 | 0.029 | 1000 | 0 | 1.276 | 1 | 1 | cs | TRUE
182 | MV_543_0_line_182 |  | 178 | 179 | 0.0059657 | 0.0515 | 0.029 | 1000 | 0 | 1.276 | 1 | 1 | cs | TRUE
183 | MV_543_0_line_183 |  | 179 | 184 | 0.0076082 | 0.0515 | 0.029 | 1000 | 0 | 1.276 | 1 | 1 | cs | TRUE
184 | MV_543_0_line_184 |  | 182 | 183 | 0.032898 | 0.445 | 0.132 | 190 | 0 | 0.22 | 1 | 1 | cs | TRUE
185 | MV_543_0_line_185 |  | 184 | 185 | 0.12936 | 0.445 | 0.132 | 190 | 0 | 0.22 | 1 | 1 | cs | TRUE
186 | MV_543_0_line_186 |  | 185 | 186 | 0.013633 | 0.445 | 0.132 | 190 | 0 | 0.22 | 1 | 1 | cs | TRUE
187 | MV_543_0_line_187 |  | 187 | 188 | 0.054397 | 0.445 | 0.132 | 190 | 0 | 0.22 | 1 | 1 | cs | TRUE

## trafo
| name | std_type | hv_bus | lv_bus | sn_mva | vn_hv_kv | vn_lv_kv | vk_percent | vkr_percent | pfe_kw | i0_percent | shift_degree | tap_side | tap_neutral | tap_min | tap_max | tap_step_percent | tap_step_degree | tap_pos | tap_phase_shifter | parallel | df | in_service
0 | MV_543_0_trafo_29 | 25 MVA 110/20 kV | 189 | 58 | 25 | 110 | 20 | 12 | 0.41 | 14 | 0.07 | 150 | hv | 0 | -9 | 9 | 1.5 | 0 | 0 | FALSE | 1 | 1 | TRUE

## bus_geodata
| x | y | coords
0 | 2683739.4854 | 1251803.6379
1 | 2683703.2522 | 1251778.5333
2 | 2683745.5741 | 1251851.3263
3 | 2683720.8538 | 1251748.3332
4 | 2683713.6083 | 1251851.9407
5 | 2683670.7959 | 1251844.1544
6 | 2683629.7952 | 1251833.7226
7 | 2683648.5985 | 1251733.713
8 | 2683433.5506 | 1251321.2952
9 | 2683436.2708 | 1251328.0719
10 | 2683329.3995 | 1251459.8891
11 | 2683349.4562 | 1251478.6296
12 | 2683349.874 | 1251447.763
13 | 2683451.9473 | 1251557.4865
14 | 2683449.2797 | 1251552.8788
15 | 2683422.9108 | 1251575.569
16 | 2683482.7587 | 1251539.1615
17 | 2683403.1033 | 1251587.4102
18 | 2683405.7827 | 1251570.8132
19 | 2683379.1366 | 1251600.309
20 | 2683408.0489 | 1251624.2455
21 | 2683347.0039 | 1251474.2697
22 | 2683401.8395 | 1251451.0616
23 | 2683392.3187 | 1251552.7695
24 | 2683379.9047 | 1251429.9771
25 | 2683478.8048 | 1251535.4927
26 | 2683435.8307 | 1251635.7232
27 | 2683402.0669 | 1251654.5681
28 | 2683334.5038 | 1251552.2567
29 | 2683830.4033 | 1252434.7527
30 | 2683758.9566 | 1252472.96
31 | 2683630.9617 | 1252358.2326
32 | 2684005.3234 | 1252176.5208
33 | 2683997.9626 | 1252161.0642
34 | 2683734.3336 | 1252688.8521
35 | 2683728.5197 | 1252676.0079
36 | 2683602.8289 | 1252346.2155
37 | 2683576.7683 | 1252324.2647
38 | 2683911.5606 | 1252092.5578
39 | 2683924.8706 | 1252095.6462
40 | 2683797.1771 | 1252115.8524
41 | 2683537.2834 | 1251534.8607
42 | 2683538.5455 | 1251531.5426
43 | 2683594.2973 | 1251549.2309
44 | 2683503.7325 | 1251514.4059
45 | 2683624.5361 | 1251519.8244
46 | 2683594.8964 | 1251546.3594
47 | 2683533.5822 | 1251429.6186
48 | 2683565.1233 | 1251410.6491
49 | 2683476.156 | 1251530.6295
50 | 2683581.5025 | 1251607.5497
51 | 2683606.9405 | 1251652.4421
52 | 2683578.3593 | 1251619.5365
53 | 2683693.6599 | 1251504.2975
54 | 2683744.1804 | 1251641.9052
55 | 2683565.7973 | 1251657.0986
56 | 2683644.9629 | 1251728.1798
57 | 2683890.9826 | 1251820.1262
58 | 2683910.2086 | 1251570.1999
59 | 2684091.6434 | 1251613.0592
60 | 2683781.2191 | 1251609.3937
61 | 2683894.1664 | 1251843.133
62 | 2683890.9669 | 1251477.0132
63 | 2683981.5123 | 1251317.7429
64 | 2683864.3869 | 1251519.3963
65 | 2683932.3202 | 1251345.7893
66 | 2684208.2542 | 1251492.2243
67 | 2683922.9235 | 1251535.3316
68 | 2684442.0752 | 1251500.6909
69 | 2684207.8392 | 1251488.4934
70 | 2684105.1339 | 1251613.5945
71 | 2683556.458 | 1251391.3569
72 | 2684442.2243 | 1251497.1126
73 | 2683566.883 | 1251652.5244
74 | 2683546.2392 | 1251717.0678
75 | 2683913.474 | 1251349.3251
76 | 2683949.5838 | 1251326.6306
77 | 2683932.2319 | 1251261.4694
78 | 2683968.8366 | 1251244.058
79 | 2684133.113 | 1251614.7046
80 | 2683613.3488 | 1252163.4934
81 | 2683618.8654 | 1252163.538
82 | 2683615.0407 | 1252091.2409
83 | 2683599.0468 | 1252212.6285
84 | 2683701.8034 | 1252029.1413
85 | 2683775.3037 | 1251997.7179
86 | 2683777.5095 | 1252046.7004
87 | 2683746.1241 | 1252014.6732
88 | 2683749.4363 | 1252082.5766
89 | 2683597.5059 | 1251855.0386
90 | 2683601.527 | 1251850.9033
91 | 2683748.9568 | 1252086.0614
92 | 2683760.9874 | 1252087.6882
93 | 2683702.0815 | 1252027.6219
94 | 2683724.5198 | 1252036.0293
95 | 2683495.2812 | 1251793.1288
96 | 2683464.8478 | 1251777.5774
97 | 2683525.4659 | 1251711.3309
98 | 2683588.3909 | 1252246.059
99 | 2683531.3493 | 1252200.6322
100 | 2683612.8134 | 1251853.42
101 | 2683767.8642 | 1252088.6972
102 | 2683707.2328 | 1252005.5489
103 | 2683453.8677 | 1251765.6249
104 | 2683567.4547 | 1252304.4852
105 | 2685068.7062 | 1251089.51
106 | 2685053.6597 | 1251087.5037
107 | 2685191.1106 | 1251121.7035
108 | 2685046.2018 | 1251119.0092
109 | 2684857.3804 | 1251241.7282
110 | 2684948.044 | 1251033.6597
111 | 2685221.763 | 1250947.2798
112 | 2685222.699 | 1250940.4659
113 | 2684991.5889 | 1251175.5572
114 | 2684852.9339 | 1251248.592
115 | 2684735.8912 | 1251456.3734
116 | 2684735.219 | 1251465.3706
117 | 2684483.8956 | 1251494.7269
118 | 2684917.6327 | 1251034.9694
119 | 2684508.9893 | 1251253.3257
120 | 2684521.0646 | 1251878.6564
121 | 2684504.8034 | 1251253.5996
122 | 2684569.2494 | 1251084.8033
123 | 2684421.4615 | 1251923.0982
124 | 2684419.8556 | 1250923.7641
125 | 2684412.0838 | 1250933.027
126 | 2684608.2602 | 1250887.3343
127 | 2684619.5894 | 1251120.493
128 | 2684559.7244 | 1251015.4154
129 | 2684144.1842 | 1251155.2952
130 | 2684605.5077 | 1250890.2973
131 | 2684151.4382 | 1251151.6065
132 | 2684660.1892 | 1251117.2148
133 | 2684504.5788 | 1251250.2939
134 | 2684315.5282 | 1251170.7084
135 | 2684335.8242 | 1251221.2684
136 | 2683852.1259 | 1251413.3381
137 | 2683806.6566 | 1251396.0487
138 | 2683696.782 | 1251357.4338
139 | 2683747.7204 | 1251172.704
140 | 2683680.0868 | 1251213.0233
141 | 2683683.5417 | 1251376.5397
142 | 2683677.3098 | 1251229.5187
143 | 2683747.7905 | 1251165.6108
144 | 2683663.4369 | 1251403.0638
145 | 2683668.6455 | 1251421.7513
146 | 2683642.1855 | 1251443.8388
147 | 2683400.7003 | 1251659.9529
148 | 2683437.5835 | 1251697.2666
149 | 2683379.246 | 1251676.1965
150 | 2683346.2823 | 1251661.4315
151 | 2683438.1321 | 1251757.3029
152 | 2683423.0221 | 1251749.3117
153 | 2684356.1732 | 1251872.191
154 | 2684373.7173 | 1251872.8618
155 | 2684320.4644 | 1251870.8284
156 | 2684395.5748 | 1251873.6975
157 | 2684165.5409 | 1252060.8138
158 | 2684201.1952 | 1252062.441
159 | 2684127.5998 | 1252059.0821
160 | 2684226.5052 | 1252003.504
161 | 2684085.6649 | 1252187.6947
162 | 2684049.8878 | 1252033.071
163 | 2684058.8791 | 1252031.8754
164 | 2684038.7316 | 1251996.9523
165 | 2684074.7331 | 1252201.7926
166 | 2684038.9285 | 1251992.6519
167 | 2684009.1837 | 1251961.1843
168 | 2683993.2536 | 1251960.6768
169 | 2683361.2179 | 1251829.2352
170 | 2683398.4467 | 1251841.6314
171 | 2683790.6957 | 1252071.6406
172 | 2683807.4391 | 1252178.6466
173 | 2683790.9335 | 1252047.9039
174 | 2683711.9084 | 1251991.3335
175 | 2683971.4389 | 1251959.9818
176 | 2683977.7808 | 1251994.9868
177 | 2683978.3243 | 1252001.3659
178 | 2683958.2236 | 1252049.8731
179 | 2683959.4079 | 1252055.7201
180 | 2683393.3678 | 1251410.7831
181 | 2683295.8138 | 1251557.7458
182 | 2683627.4717 | 1251848.0672
183 | 2683659.1807 | 1251853.622
184 | 2683960.9182 | 1252063.1768
185 | 2683996.2089 | 1252068.67
186 | 2684009.8317 | 1252069.1895
187 | 2684058.965 | 1251702.5294
188 | 2684058.9038 | 1251756.8248
189 | 2683910.2086 | 1251570.1999

## line_std_types
| c_nf_per_km | r_ohm_per_km | x_ohm_per_km | max_i_ka | type | q_mm2 | alpha | voltage_rating
NAYY 4x50 SE | 210 | 0.642 | 0.083 | 0.142 | cs | 50 | 0.00403 | LV
NAYY 4x120 SE | 264 | 0.225 | 0.08 | 0.242 | cs | 120 | 0.00403 | LV
NAYY 4x150 SE | 261 | 0.208 | 0.08 | 0.27 | cs | 150 | 0.00403 | LV
NA2XS2Y 1x95 RM/25 12/20 kV | 216 | 0.313 | 0.132 | 0.252 | cs | 95 | 0.00403 | MV
NA2XS2Y 1x185 RM/25 12/20 kV | 273 | 0.161 | 0.117 | 0.362 | cs | 185 | 0.00403 | MV
NA2XS2Y 1x240 RM/25 12/20 kV | 304 | 0.122 | 0.112 | 0.421 | cs | 240 | 0.00403 | MV
NA2XS2Y 1x95 RM/25 6/10 kV | 315 | 0.313 | 0.123 | 0.249 | cs | 95 | 0.00403 | MV
NA2XS2Y 1x185 RM/25 6/10 kV | 406 | 0.161 | 0.11 | 0.358 | cs | 185 | 0.00403 | MV
NA2XS2Y 1x240 RM/25 6/10 kV | 456 | 0.122 | 0.105 | 0.416 | cs | 240 | 0.00403 | MV
NA2XS2Y 1x150 RM/25 12/20 kV | 250 | 0.206 | 0.116 | 0.319 | cs | 150 | 0.00403 | MV
NA2XS2Y 1x120 RM/25 12/20 kV | 230 | 0.253 | 0.119 | 0.283 | cs | 120 | 0.00403 | MV
NA2XS2Y 1x70 RM/25 12/20 kV | 190 | 0.443 | 0.132 | 0.22 | cs | 70 | 0.00403 | MV
NA2XS2Y 1x150 RM/25 6/10 kV | 360 | 0.206 | 0.11 | 0.315 | cs | 150 | 0.00403 | MV
NA2XS2Y 1x120 RM/25 6/10 kV | 340 | 0.253 | 0.113 | 0.28 | cs | 120 | 0.00403 | MV
NA2XS2Y 1x70 RM/25 6/10 kV | 280 | 0.443 | 0.123 | 0.217 | cs | 70 | 0.00403 | MV
N2XS(FL)2Y 1x120 RM/35 64/110 kV | 112 | 0.153 | 0.166 | 0.366 | cs | 120 | 0.00393 | HV
N2XS(FL)2Y 1x185 RM/35 64/110 kV | 125 | 0.099 | 0.156 | 0.457 | cs | 185 | 0.00393 | HV
N2XS(FL)2Y 1x240 RM/35 64/110 kV | 135 | 0.075 | 0.149 | 0.526 | cs | 240 | 0.00393 | HV
N2XS(FL)2Y 1x300 RM/35 64/110 kV | 144 | 0.06 | 0.144 | 0.588 | cs | 300 | 0.00393 | HV
15-AL1/3-ST1A 0.4 | 11 | 1.8769 | 0.35 | 0.105 | ol | 16 | 0.00403 | LV
24-AL1/4-ST1A 0.4 | 11.25 | 1.2012 | 0.335 | 0.14 | ol | 24 | 0.00403 | LV
48-AL1/8-ST1A 0.4 | 12.2 | 0.5939 | 0.3 | 0.21 | ol | 48 | 0.00403 | LV
94-AL1/15-ST1A 0.4 | 13.2 | 0.306 | 0.29 | 0.35 | ol | 94 | 0.00403 | LV
34-AL1/6-ST1A 10.0 | 9.7 | 0.8342 | 0.36 | 0.17 | ol | 34 | 0.00403 | MV
48-AL1/8-ST1A 10.0 | 10.1 | 0.5939 | 0.35 | 0.21 | ol | 48 | 0.00403 | MV
70-AL1/11-ST1A 10.0 | 10.4 | 0.4132 | 0.339 | 0.29 | ol | 70 | 0.00403 | MV
94-AL1/15-ST1A 10.0 | 10.75 | 0.306 | 0.33 | 0.35 | ol | 94 | 0.00403 | MV
122-AL1/20-ST1A 10.0 | 11.1 | 0.2376 | 0.323 | 0.41 | ol | 122 | 0.00403 | MV
149-AL1/24-ST1A 10.0 | 11.25 | 0.194 | 0.315 | 0.47 | ol | 149 | 0.00403 | MV
34-AL1/6-ST1A 20.0 | 9.15 | 0.8342 | 0.382 | 0.17 | ol | 34 | 0.00403 | MV
48-AL1/8-ST1A 20.0 | 9.5 | 0.5939 | 0.372 | 0.21 | ol | 48 | 0.00403 | MV
70-AL1/11-ST1A 20.0 | 9.7 | 0.4132 | 0.36 | 0.29 | ol | 70 | 0.00403 | MV
94-AL1/15-ST1A 20.0 | 10 | 0.306 | 0.35 | 0.35 | ol | 94 | 0.00403 | MV
122-AL1/20-ST1A 20.0 | 10.3 | 0.2376 | 0.344 | 0.41 | ol | 122 | 0.00403 | MV
149-AL1/24-ST1A 20.0 | 10.5 | 0.194 | 0.337 | 0.47 | ol | 149 | 0.00403 | MV
184-AL1/30-ST1A 20.0 | 10.75 | 0.1571 | 0.33 | 0.535 | ol | 184 | 0.00403 | MV
243-AL1/39-ST1A 20.0 | 11 | 0.1188 | 0.32 | 0.645 | ol | 243 | 0.00403 | MV
48-AL1/8-ST1A 110.0 | 8 | 0.5939 | 0.46 | 0.21 | ol | 48 | 0.00403 | HV
70-AL1/11-ST1A 110.0 | 8.4 | 0.4132 | 0.45 | 0.29 | ol | 70 | 0.00403 | HV
94-AL1/15-ST1A 110.0 | 8.65 | 0.306 | 0.44 | 0.35 | ol | 94 | 0.00403 | HV
122-AL1/20-ST1A 110.0 | 8.5 | 0.2376 | 0.43 | 0.41 | ol | 122 | 0.00403 | HV
149-AL1/24-ST1A 110.0 | 8.75 | 0.194 | 0.41 | 0.47 | ol | 149 | 0.00403 | HV
184-AL1/30-ST1A 110.0 | 8.8 | 0.1571 | 0.4 | 0.535 | ol | 184 | 0.00403 | HV
243-AL1/39-ST1A 110.0 | 9 | 0.1188 | 0.39 | 0.645 | ol | 243 | 0.00403 | HV
305-AL1/39-ST1A 110.0 | 9.2 | 0.0949 | 0.38 | 0.74 | ol | 305 | 0.00403 | HV
490-AL1/64-ST1A 110.0 | 9.75 | 0.059 | 0.37 | 0.96 | ol | 490 | 0.00403 | HV
679-AL1/86-ST1A 110.0 | 9.95 | 0.042 | 0.36 | 1.15 | ol | 679 | 0.00403 | HV
490-AL1/64-ST1A 220.0 | 10 | 0.059 | 0.285 | 0.96 | ol | 490 | 0.00403 | HV
679-AL1/86-ST1A 220.0 | 11.7 | 0.042 | 0.275 | 1.15 | ol | 679 | 0.00403 | HV
490-AL1/64-ST1A 380.0 | 11 | 0.059 | 0.253 | 0.96 | ol | 490 | 0.00403 | HV
679-AL1/86-ST1A 380.0 | 14.6 | 0.042 | 0.25 | 1.15 | ol | 679 | 0.00403 | HV

## trafo_std_types
| i0_percent | pfe_kw | vkr_percent | sn_mva | vn_lv_kv | vn_hv_kv | vk_percent | shift_degree | vector_group | tap_side | tap_neutral | tap_min | tap_max | tap_step_degree | tap_step_percent | tap_phase_shifter
160 MVA 380/110 kV | 0.06 | 60 | 0.25 | 160 | 110 | 380 | 12.2 | 0 | Yy0 | hv | 0 | -9 | 9 | 0 | 1.5 | FALSE
100 MVA 220/110 kV | 0.06 | 55 | 0.26 | 100 | 110 | 220 | 12 | 0 | Yy0 | hv | 0 | -9 | 9 | 0 | 1.5 | FALSE
63 MVA 110/20 kV | 0.04 | 22 | 0.32 | 63 | 20 | 110 | 18 | 150 | YNd5 | hv | 0 | -9 | 9 | 0 | 1.5 | FALSE
40 MVA 110/20 kV | 0.05 | 18 | 0.34 | 40 | 20 | 110 | 16.2 | 150 | YNd5 | hv | 0 | -9 | 9 | 0 | 1.5 | FALSE
25 MVA 110/20 kV | 0.07 | 14 | 0.41 | 25 | 20 | 110 | 12 | 150 | YNd5 | hv | 0 | -9 | 9 | 0 | 1.5 | FALSE
63 MVA 110/10 kV | 0.04 | 22 | 0.32 | 63 | 10 | 110 | 18 | 150 | YNd5 | hv | 0 | -9 | 9 | 0 | 1.5 | FALSE
40 MVA 110/10 kV | 0.05 | 18 | 0.34 | 40 | 10 | 110 | 16.2 | 150 | YNd5 | hv | 0 | -9 | 9 | 0 | 1.5 | FALSE
25 MVA 110/10 kV | 0.07 | 14 | 0.41 | 25 | 10 | 110 | 12 | 150 | YNd5 | hv | 0 | -9 | 9 | 0 | 1.5 | FALSE
0.25 MVA 20/0.4 kV | 0.32 | 0.8 | 1.44 | 0.25 | 0.4 | 20 | 6 | 150 | Yzn5 | hv | 0 | -2 | 2 | 0 | 2.5 | FALSE
0.4 MVA 20/0.4 kV | 0.3375 | 1.35 | 1.425 | 0.4 | 0.4 | 20 | 6 | 150 | Dyn5 | hv | 0 | -2 | 2 | 0 | 2.5 | FALSE
0.63 MVA 20/0.4 kV | 0.2619 | 1.65 | 1.206 | 0.63 | 0.4 | 20 | 6 | 150 | Dyn5 | hv | 0 | -2 | 2 | 0 | 2.5 | FALSE
0.25 MVA 10/0.4 kV | 0.24 | 0.6 | 1.2 | 0.25 | 0.4 | 10 | 4 | 150 | Dyn5 | hv | 0 | -2 | 2 | 0 | 2.5 | FALSE
0.4 MVA 10/0.4 kV | 0.2375 | 0.95 | 1.325 | 0.4 | 0.4 | 10 | 4 | 150 | Dyn5 | hv | 0 | -2 | 2 | 0 | 2.5 | FALSE
0.63 MVA 10/0.4 kV | 0.1873 | 1.18 | 1.0794 | 0.63 | 0.4 | 10 | 4 | 150 | Dyn5 | hv | 0 | -2 | 2 | 0 | 2.5 | FALSE

## trafo3w_std_types
| sn_hv_mva | sn_mv_mva | sn_lv_mva | vn_hv_kv | vn_mv_kv | vn_lv_kv | vk_hv_percent | vk_mv_percent | vk_lv_percent | vkr_hv_percent | vkr_mv_percent | vkr_lv_percent | pfe_kw | i0_percent | shift_mv_degree | shift_lv_degree | vector_group | tap_side | tap_neutral | tap_min | tap_max | tap_step_percent
63/25/38 MVA 110/20/10 kV | 63 | 25 | 38 | 110 | 20 | 10 | 10.4 | 10.4 | 10.4 | 0.28 | 0.32 | 0.35 | 35 | 0.89 | 0 | 0 | YN0yn0yn0 | hv | 0 | -10 | 10 | 1.2
63/25/38 MVA 110/10/10 kV | 63 | 25 | 38 | 110 | 10 | 10 | 10.4 | 10.4 | 10.4 | 0.28 | 0.32 | 0.35 | 35 | 0.89 | 0 | 0 | YN0yn0yn0 | hv | 0 | -10 | 10 | 1.2

## fuse_std_types
| fuse_type | i_rated_a | t_avg | t_min | t_total | x_avg | x_min | x_total
HV 100A | HV 100A | 100 | 0 | [10.0, 3.64, 0.854, 0.281, 0.1, 0.0531, 0.022, 0.01] | [10.0, 4.267, 1.21, 0.403, 0.1, 0.058, 0.022, 0.01] | 0 | [300.0, 350.0, 450.0, 550.0, 700.0, 850.0, 1200.0, 1752.0] | [600.0, 700.0, 900.0, 1150.0, 1665.0, 2000.0, 3000.0, 4313.0]
HV 10A | HV 10A | 10 | 0 | [10.0, 1675.0, 0.344, 0.156, 0.1, 0.0417, 0.0171, 0.01] | [10.0, 1.3, 0.3, 0.155, 0.1, 0.0555, 0.023, 0.01] | 0 | [30.0, 32.0, 35.0, 37.0, 39.0, 50.0, 70.0, 88.0] | [60.0, 70.0, 80.0, 87.0, 94.0, 110.0, 150.0, 216.0]
HV 125A | HV 125A | 125 | 0 | [10.0, 1.82, 0.344, 0.1, 0.0467, 0.0269, 0.01] | [10.0, 2.478, 0.426, 0.1, 0.0427, 0.0211, 0.01] | 0 | [375.0, 500.0, 700.0, 925.0, 1200.0, 1500.0, 2341.0] | [750.0, 1000.0, 1500.0, 2200.0, 3000.0, 4000.0, 5765.0]
HV 160A | HV 160A | 160 | 0 | [10.0, 4.15, 1.03, 0.198, 0.1, 0.051, 0.0172, 0.01] | [10.0, 2.3, 0.734, 0.274, 0.1, 0.046, 0.0177, 0.01] | 0 | [480.0, 550.0, 700.0, 1000.0, 1260.0, 1600.0, 2500.0, 3227.0] | [960.0, 1300.0, 1700.0, 2200.0, 2996.0, 4000.0, 6000.0, 7946.0]
HV 16A | HV 16A | 16 | 0 | [10.0, 0.352, 0.164, 0.1, 0.0649, 0.0342, 0.01] | [10.0, 2.34, 0.722, 0.181, 0.1, 0.055, 0.0296, 0.01] | 0 | [48.0, 60.0, 65.0, 71.0, 80.0, 100.0, 162.0] | [96.0, 110.0, 125.0, 150.0, 168.0, 200.0, 250.0, 398.0]
HV 200A | HV 200A | 200 | 0 | [10.0, 4.267, 1.21, 0.403, 0.1, 0.058, 0.022, 0.01] | [10.0, 3.73, 1.654, 0.328, 0.1, 0.0531, 0.019, 0.01] | 0 | [600.0, 700.0, 900.0, 1150.0, 1665.0, 2000.0, 3000.0, 4313.0] | [1200.0, 1500.0, 1800.0, 2700.0, 3960.0, 5000.0, 7500.0, 10620.0]
HV 20A | HV 20A | 20 | 0 | [10.0, 1.3, 0.3, 0.155, 0.1, 0.0555, 0.023, 0.01] | [10.0, 1.3, 0.161, 0.1, 0.0611, 0.0399, 0.0141, 0.01] | 0 | [60.0, 70.0, 80.0, 87.0, 94.0, 110.0, 150.0, 216.0] | [120.0, 150.0, 200.0, 223.0, 260.0, 300.0, 450.0, 532.0]
HV 25A | HV 25A | 25 | 0 | [10.0, 2.512, 0.833, 0.299, 0.1, 0.0372, 0.0223, 0.01] | [10.0, 3.125, 0.597, 0.198, 0.1, 0.0378, 0.022, 0.01] | 0 | [75.0, 82.0, 90.0, 100.0, 124.0, 170.0, 200.0, 289.0] | [150.0, 170.0, 210.0, 250.0, 294.0, 400.0, 500.0, 711.0]
HV 31.5A | HV 31.5A | 31.5 | 0 | [10.0, 2.34, 0.722, 0.181, 0.1, 0.055, 0.0296, 0.01] | [10.0, 2.84, 0.368, 0.164, 0.1, 0.0621, 0.0378, 0.0195, 0.01] | 0 | [95.0, 110.0, 125.0, 150.0, 165.0, 200.0, 250.0, 390.0] | [189.0, 220.0, 300.0, 350.0, 393.0, 450.0, 530.0, 700.0, 960.0]
HV 40A | HV 40A | 40 | 0 | [10.0, 1.3, 0.161, 0.1, 0.0611, 0.0399, 0.0141, 0.01] | [10.0, 2.05, 0.369, 0.198, 0.1, 0.051, 0.0298, 0.01] | 0 | [120.0, 150.0, 200.0, 223.0, 260.0, 300.0, 450.0, 532.0] | [240.0, 300.0, 400.0, 450.0, 530.0, 650.0, 800.0, 1311.0]
HV 50A | HV 50A | 50 | 0 | [10.0, 3.215, 0.597, 0.198, 0.1, 0.0378, 0.022, 0.01] | [10.0, 3.64, 0.854, 0.281, 0.1, 0.0531, 0.022, 0.01] | 0 | [150.0, 170.0, 210.0, 250.0, 294.0, 400.0, 500.0, 711.0] | [300.0, 350.0, 450.0, 550.0, 700.0, 850.0, 1200.0, 1752.0]
HV 6.3A | HV 6.3A | 6.3 | 0 | [10.0, 1.39, 0.344, 0.168, 0.1, 0.056, 0.0263, 0.01] | [10.0, 1.711, 0.516, 0.198, 0.1, 0.0634, 0.0303, 0.01] | 0 | [19.0, 19.5, 20.4, 20.8, 22.0, 25.0, 32.0, 48.0] | [38.0, 40.0, 43.0, 48.0, 53.0, 60.0, 75.0, 118.0]
HV 63A | HV 63A | 63 | 0 | [10.0, 2.84, 0.368, 0.164, 0.1, 0.0621, 0.0378, 0.0195, 0.01] | [10.0, 1.82, 0.344, 0.1, 0.0467, 0.0269, 0.01] | 0 | [189.0, 220.0, 300.0, 350.0, 393.0, 450.0, 530.0, 700.0, 961.0] | [378.0, 500.0, 700.0, 934.0, 1200.0, 1500.0, 2366.0]
HV 80A | HV 80A | 80 | 0 | [10.0, 2.05, 0.369, 0.198, 0.1, 0.051, 0.0298, 0.01] | [10.0, 4.15, 1.03, 0.198, 0.1, 0.051, 0.0172, 0.01] | 0 | [240.0, 300.0, 400.0, 450.0, 530.0, 650.0, 800.0, 1311.0] | [480.0, 550.0, 700.0, 1000.0, 1260.0, 1600.0, 2500.0, 3227.0]
Siemens NH-1-100 | Siemens NH-1-100 | 100 | [5400.0, 2000.0, 400.0, 20.0, 1.0, 0.2, 0.012, 0.004] | 0 | 0 | [150.0, 190.0, 250.0, 430.0, 900.0, 1250.0, 2700.0, 3600.0] | 0 | 0
Siemens NH-1-125 | Siemens NH-1-125 | 125 | [4800.0, 120.0, 7.0, 0.1, 0.004] | 0 | 0 | [180.0, 400.0, 740.0, 2000.0, 4250.0] | 0 | 0
Siemens NH-1-16 | Siemens NH-1-16 | 16 | [4000.0, 400.0, 2.0, 0.1, 0.04, 0.01] | 0 | 0 | [26.0, 35.0, 75.0, 150.0, 200.0, 300.0] | 0 | 0
Siemens NH-1-160 | Siemens NH-1-160 | 160 | [4800.0, 120.0, 7.0, 0.1, 0.004] | 0 | 0 | [210.0, 500.0, 900.0, 2300.0, 5000.0] | 0 | 0
Siemens NH-1-25 | Siemens NH-1-25 | 25 | [4000.0, 1000.0, 10.0, 0.2, 0.02, 0.01] | 0 | 0 | [40.0, 50.0, 100.0, 210.0, 400.0, 500.0] | 0 | 0
Siemens NH-1-50 | Siemens NH-1-50 | 50 | [4000.0, 40.0, 4.0, 1.0, 0.02, 0.01] | 0 | 0 | [86.0, 200.0, 300.0, 400.0, 1000.0, 1280.0] | 0 | 0
Siemens NH-1-63 | Siemens NH-1-63 | 63 | [4000.0, 100.0, 10.0, 2.0, 0.04, 0.01] | 0 | 0 | [100.0, 200.0, 300.0, 400.0, 1000.0, 1500.0] | 0 | 0
Siemens NH-1-80 | Siemens NH-1-80 | 80 | [4800.0, 120.0, 7.0, 0.1, 0.01] | 0 | 0 | [150.58, 250.0, 450.0, 1150.0, 2470.0] | 0 | 0
Siemens NH-2-1000 | Siemens NH-2-1000 | 1000 | [4800.0, 120.0, 7.0, 0.1, 0.004] | 0 | 0 | [1900.0, 3500.0, 8400.0, 24000.0, 52000.0] | 0 | 0
Siemens NH-2-200 | Siemens NH-2-200 | 200 | [4800.0, 120.0, 7.0, 0.1, 0.004] | 0 | 0 | [280.0, 650.0, 1200.0, 3000.0, 7000.0] | 0 | 0
Siemens NH-2-224 | Siemens NH-2-224 | 224 | [4800.0, 120.0, 7.0, 0.2, 0.04, 0.004] | 0 | 0 | [400.0, 750.0, 1453.0, 3025.0, 4315.0, 7600.0] | 0 | 0
Siemens NH-2-250 | Siemens NH-2-250 | 250 | [4800.0, 120.0, 7.0, 0.1, 0.004] | 0 | 0 | [450.0, 800.0, 1650.0, 4000.0, 8500.0] | 0 | 0
Siemens NH-2-315 | Siemens NH-2-315 | 315 | [4800.0, 120.0, 7.0, 0.1, 0.004] | 0 | 0 | [550.0, 920.0, 1900.0, 5000.0, 11000.0] | 0 | 0
Siemens NH-2-355 | Siemens NH-2-355 | 355 | [4800.0, 120.0, 6.0, 0.1, 0.004] | 0 | 0 | [650.0, 1116.27, 2350.0, 5840.0, 12790.0] | 0 | 0
Siemens NH-2-400 | Siemens NH-2-400 | 400 | [4800.0, 120.0, 7.0, 0.1, 0.004] | 0 | 0 | [720.0, 1350.0, 2800.0, 6500.0, 15000.0] | 0 | 0
Siemens NH-2-425 | Siemens NH-2-425 | 425 | [4800.0, 120.0, 7.0, 0.1, 0.004] | 0 | 0 | [850.0, 1500.0, 3050.0, 7500.0, 16500.0] | 0 | 0
Siemens NH-2-630 | Siemens NH-2-630 | 630 | [4800.0, 120.0, 7.0, 0.1, 0.004] | 0 | 0 | [1200.0, 2000.0, 4800.0, 12000.0, 26000.0] | 0 | 0

## res_bus
| vm_pu | va_degree | p_mw | q_mvar
0 | 0.99766 | -0.039506 | 0.38261 | 0.18531
1 | 0.99784 | -0.029151 | 0.069713 | 0.033763
2 | 0.99747 | -0.050456 | 0 | 0
3 | 0.99792 | -0.028785 | 0 | 0
4 | 0.99741 | -0.050758 | 0.0708 | 0.03429
5 | 0.99733 | -0.051167 | 0.086175 | 0.041736
6 | 0.99725 | -0.051559 | 0 | 0
7 | 0.99814 | -0.027695 | 0 | 0
8 | 0.99722 | -0.0030599 | 0.36494 | 0.17675
9 | 0.99722 | -0.003092 | 0 | 0
10 | 0.99735 | -0.0042289 | 0 | 0
11 | 0.99738 | -0.0045419 | 0 | 0
12 | 0.99734 | -0.0041801 | 0.095939 | 0.046465
13 | 0.9977 | -0.0073783 | 0 | 0
14 | 0.99772 | -0.0075659 | 0.22422 | 0.1086
15 | 0.99758 | -0.0062602 | 0 | 0
16 | 0.99769 | -0.0072841 | 0.22105 | 0.10706
17 | 0.99745 | -0.0050425 | 0 | 0
18 | 0.99742 | -0.0048516 | 0 | 0
19 | 0.99744 | -0.00502 | 0.070344 | 0.034069
20 | 0.99738 | -0.0054934 | 0.20607 | 0.099804
21 | 0.99738 | -0.0045228 | 0.31793 | 0.15398
22 | 0.99736 | -0.0043498 | 0.27096 | 0.13123
23 | 0.9974 | -0.0046679 | 0.12168 | 0.058932
24 | 0.99734 | -0.0041472 | 0 | 0
25 | 0.99787 | -0.0088619 | 0 | 0
26 | 0.99737 | -0.0054661 | 0.077542 | 0.037555
27 | 0.99735 | -0.0052227 | 0 | 0
28 | 0.99735 | -0.0041802 | 0.20785 | 0.10067
29 | 0.99548 | -0.054213 | 0.24361 | 0.11798
30 | 0.99552 | -0.053972 | 0 | 0
31 | 0.99558 | -0.054568 | 0 | 0
32 | 0.99551 | -0.087701 | 0.27695 | 0.13413
33 | 0.99551 | -0.087758 | 0 | 0
34 | 0.99552 | -0.054187 | 0 | 0
35 | 0.99551 | -0.054171 | 0.093084 | 0.045083
36 | 0.9956 | -0.054392 | 0.37022 | 0.17931
37 | 0.99565 | -0.054043 | 0 | 0
38 | 0.99557 | -0.088103 | 0.61614 | 0.29841
39 | 0.99556 | -0.088176 | 0 | 0
40 | 0.99585 | -0.072209 | 0.60438 | 0.29272
41 | 0.99823 | -0.0081897 | 0.30182 | 0.14618
42 | 0.99823 | -0.0082025 | 0 | 0
43 | 0.99828 | -0.0079902 | 0 | 0
44 | 0.99803 | -0.010357 | 0 | 0
45 | 0.99834 | -0.0077502 | 0 | 0
46 | 0.99828 | -0.0079775 | 0.36102 | 0.17485
47 | 0.99778 | -0.008207 | 0 | 0
48 | 0.99771 | -0.0075787 | 0.29279 | 0.1418
49 | 0.99789 | -0.0090715 | 0.20278 | 0.098209
50 | 0.99845 | -0.0072908 | 0 | 0
51 | 0.99852 | -0.0070035 | 0 | 0
52 | 0.99844 | -0.0073298 | 0.25967 | 0.12576
53 | 0.99833 | -0.0076178 | 0.15809 | 0.076566
54 | 0.99908 | -0.0043897 | 0 | 0
55 | 0.99847 | -0.006567 | 0 | 0
56 | 0.99816 | -0.02763 | 0.38264 | 0.18532
57 | 0.99892 | -0.003016 | 0 | 0
58 | 1 | 0 | -22.3731 | -10.2554
59 | 0.99897 | -0.0036737 | 0 | 0
60 | 0.99907 | -0.0043017 | 0.1519 | 0.073571
61 | 0.99891 | -0.0029204 | 0.34462 | 0.16691
62 | 0.99937 | 0.0051889 | 0 | 0
63 | 0.99874 | 0.010422 | 0 | 0
64 | 0.99934 | 0.0054691 | 0.46074 | 0.22315
65 | 0.99866 | 0.011112 | 0 | 0
66 | 0.99834 | 0.01378 | 0 | 0
67 | 0.99999 | 5.3158e-05 | 0.11931 | 0.057784
68 | 0.99812 | 0.01568 | 0 | 0
69 | 0.99834 | 0.013795 | 0.33226 | 0.16092
70 | 0.99896 | -0.003646 | 0.091476 | 0.044304
71 | 0.99767 | -0.0072905 | 0 | 0
72 | 0.99812 | 0.015697 | 0.39683 | 0.19219
73 | 0.99847 | -0.0065615 | 0.098374 | 0.047645
74 | 0.99838 | -0.0071794 | 0 | 0
75 | 0.99866 | 0.011128 | 0.069111 | 0.033472
76 | 0.99865 | 0.011029 | 0.26635 | 0.129
77 | 0.99862 | 0.011457 | 0 | 0
78 | 0.99861 | 0.011575 | 0.24582 | 0.11906
79 | 0.99896 | -0.0036185 | 0 | 0
80 | 0.99588 | -0.055923 | 0.30383 | 0.14715
81 | 0.99587 | -0.055862 | 0 | 0
82 | 0.99607 | -0.054582 | 0 | 0
83 | 0.99578 | -0.055101 | 0 | 0
84 | 0.99635 | -0.056982 | 0 | 0
85 | 0.99609 | -0.063859 | 1.0876 | 0.52674
86 | 0.99596 | -0.071674 | 0.42372 | 0.20522
87 | 0.9962 | -0.057666 | 0.073781 | 0.035734
88 | 0.99606 | -0.064067 | 0.10938 | 0.052977
89 | 0.99714 | -0.053226 | 0 | 0
90 | 0.99716 | -0.051983 | 0.41324 | 0.20014
91 | 0.99606 | -0.064064 | 0 | 0
92 | 0.99606 | -0.064053 | 0 | 0
93 | 0.99635 | -0.056994 | 0 | 0
94 | 0.99634 | -0.056937 | 0.15489 | 0.075016
95 | 0.99828 | -0.0063439 | 0 | 0
96 | 0.99825 | -0.0060949 | 0.39755 | 0.19254
97 | 0.99838 | -0.0071591 | 0.078377 | 0.03796
98 | 0.99574 | -0.054805 | 0.10734 | 0.051985
99 | 0.99575 | -0.055297 | 0.23427 | 0.11346
100 | 0.99718 | -0.051878 | 0 | 0
101 | 0.99606 | -0.064046 | 0.079221 | 0.038369
102 | 0.99631 | -0.057162 | 0.073751 | 0.035719
103 | 0.99825 | -0.0060442 | 0 | 0
104 | 0.99569 | -0.054356 | 0 | 0
105 | 0.9856 | -0.061595 | 0.20101 | 0.097354
106 | 0.98561 | -0.061702 | 0 | 0
107 | 0.9855 | -0.062271 | 0 | 0
108 | 0.9856 | -0.061608 | 0 | 0
109 | 0.98602 | -0.065235 | 0 | 0
110 | 0.98555 | -0.061189 | 0 | 0
111 | 0.9854 | -0.061394 | 0 | 0
112 | 0.9854 | -0.06136 | 0.39786 | 0.19269
113 | 0.98558 | -0.061442 | 0.17702 | 0.085734
114 | 0.98601 | -0.065204 | 0.31264 | 0.15142
115 | 0.98745 | -0.077135 | 0 | 0
116 | 0.98745 | -0.077096 | 0.3545 | 0.17169
117 | 0.98859 | -0.086304 | 0 | 0
118 | 0.98554 | -0.061117 | 0.19285 | 0.0934
119 | 0.98796 | -0.081597 | 0 | 0
120 | 0.99046 | -0.10036 | 0 | 0
121 | 0.98796 | -0.081572 | 0.3151 | 0.15261
122 | 0.98746 | -0.077992 | 0 | 0
123 | 0.9911 | -0.094973 | 0.088638 | 0.04293
124 | 0.98719 | -0.075762 | 0 | 0
125 | 0.98718 | -0.075712 | 0.26854 | 0.13006
126 | 0.98729 | -0.07662 | 0 | 0
127 | 0.98743 | -0.07778 | 0 | 0
128 | 0.98743 | -0.078135 | 0.16408 | 0.079467
129 | 0.9872 | -0.075997 | 0 | 0
130 | 0.98729 | -0.076615 | 0.10459 | 0.050657
131 | 0.9872 | -0.07597 | 0.262 | 0.12689
132 | 0.98743 | -0.077727 | 0.10851 | 0.052553
133 | 0.98796 | -0.081565 | 0 | 0
134 | 0.98788 | -0.080915 | 0.21131 | 0.10234
135 | 0.9879 | -0.081054 | 0 | 0
136 | 0.99716 | -0.0033453 | 0.35831 | 0.17354
137 | 0.99719 | -0.0031334 | 0 | 0
138 | 0.99728 | -0.0039325 | 0 | 0
139 | 0.99718 | -0.0030577 | 0 | 0
140 | 0.99721 | -0.0033189 | 0 | 0
141 | 0.99727 | -0.0038405 | 0.10209 | 0.049445
142 | 0.99721 | -0.0032705 | 0.24144 | 0.11693
143 | 0.99718 | -0.00303 | 0.32513 | 0.15747
144 | 0.99726 | -0.0037481 | 0 | 0
145 | 0.99723 | -0.0034575 | 0.24536 | 0.11883
146 | 0.99724 | -0.0035582 | 0 | 0
147 | 0.99734 | -0.0051788 | 0 | 0
148 | 0.99732 | -0.0049621 | 0.27045 | 0.13099
149 | 0.99731 | -0.0049303 | 0 | 0
150 | 0.9973 | -0.0047546 | 0.40671 | 0.19698
151 | 0.99822 | -0.0058349 | 0.074888 | 0.03627
152 | 0.99822 | -0.00585 | 0 | 0
153 | 0.99161 | -0.093499 | 0 | 0
154 | 0.99154 | -0.092895 | 0.070557 | 0.034172
155 | 0.99177 | -0.094727 | 0.092479 | 0.04479
156 | 0.99144 | -0.092161 | 0.28779 | 0.13938
157 | 0.99346 | -0.089935 | 0.077079 | 0.037331
158 | 0.9933 | -0.088638 | 0 | 0
159 | 0.99365 | -0.091348 | 0 | 0
160 | 0.9929 | -0.085617 | 0.090028 | 0.043603
161 | 0.99453 | -0.098129 | 0 | 0
162 | 0.99509 | -0.091375 | 0 | 0
163 | 0.99508 | -0.091338 | 0.33604 | 0.16275
164 | 0.9952 | -0.090014 | 0 | 0
165 | 0.99452 | -0.098065 | 0.26164 | 0.12672
166 | 0.9952 | -0.090009 | 0.091109 | 0.044126
167 | 0.99529 | -0.089559 | 0 | 0
168 | 0.9953 | -0.089497 | 0.78457 | 0.37998
169 | 0.9982 | -0.0055987 | 0 | 0
170 | 0.99819 | -0.005516 | 0.17361 | 0.084082
171 | 0.9959 | -0.071927 | 0 | 0
172 | 0.99582 | -0.072362 | 0.19679 | 0.095308
173 | 0.99594 | -0.071758 | 0 | 0
174 | 0.99629 | -0.057274 | 0 | 0
175 | 0.99532 | -0.089402 | 0 | 0
176 | 0.99537 | -0.08914 | 0 | 0
177 | 0.99537 | -0.089109 | 0.39415 | 0.19089
178 | 0.99547 | -0.088624 | 0 | 0
179 | 0.99548 | -0.088596 | 0.37707 | 0.18262
180 | 0.99734 | -0.00412 | 0.083941 | 0.040654
181 | 0.99733 | -0.0043511 | 0.35976 | 0.17424
182 | 0.99722 | -0.051693 | 0 | 0
183 | 0.99721 | -0.051662 | 0.079807 | 0.038652
184 | 0.99548 | -0.088558 | 0 | 0
185 | 0.99546 | -0.088352 | 0 | 0
186 | 0.99546 | -0.088329 | 0.14172 | 0.068639
187 | 0.99893 | -0.0033718 | 0 | 0
188 | 0.99892 | -0.0032974 | 0.11762 | 0.056965
189 | 0.99997 | 149.9981 | 0 | 0

## res_line
| p_from_mw | q_from_mvar | p_to_mw | q_to_mvar | pl_mw | ql_mvar | i_from_ka | i_to_ka | i_ka | vm_from_pu | va_from_degree | vm_to_pu | va_to_degree | loading_percent
0 | -12.2947 | -5.6231 | 12.2959 | 5.6262 | 0.0012041 | 0.0031166 | 0.39119 | 0.39119 | 0.39119 | 0.99766 | -0.039506 | 0.99784 | -0.029151 | 30.3249
1 | 11.9121 | 5.4378 | -11.9109 | -5.4346 | 0.001232 | 0.0031806 | 0.37889 | 0.3789 | 0.3789 | 0.99766 | -0.039506 | 0.99747 | -0.050456 | 29.3717
2 | -12.3656 | -5.66 | 12.3666 | 5.6557 | 0.00090515 | -0.0042271 | 0.39343 | 0.39337 | 0.39343 | 0.99784 | -0.029151 | 0.99792 | -0.028785 | 30.8331
3 | 11.9109 | 5.4346 | -11.9102 | -5.4382 | 0.00071155 | -0.0036096 | 0.3789 | 0.37894 | 0.37894 | 0.99747 | -0.050456 | 0.99741 | -0.050758 | 29.6978
4 | -12.3666 | -5.6557 | 12.3692 | 5.6432 | 0.0026749 | -0.012504 | 0.39337 | 0.3932 | 0.39337 | 0.99792 | -0.028785 | 0.99814 | -0.027695 | 30.8286
5 | 11.8394 | 5.4039 | -11.8384 | -5.4088 | 0.0009582 | -0.0049238 | 0.37667 | 0.37673 | 0.37673 | 0.99741 | -0.050758 | 0.99733 | -0.051167 | 29.5245
6 | 11.7522 | 5.3671 | -11.7513 | -5.3719 | 0.00091481 | -0.0047757 | 0.37396 | 0.37403 | 0.37403 | 0.99733 | -0.051167 | 0.99725 | -0.051559 | 29.3124
7 | 11.7513 | 5.3719 | -11.751 | -5.3735 | 0.0003141 | -0.0016391 | 0.37403 | 0.37405 | 0.37405 | 0.99725 | -0.051559 | 0.99722 | -0.051693 | 29.3141
8 | -12.3692 | -5.6432 | 12.3694 | 5.6425 | 0.00015801 | -0.00073922 | 0.3932 | 0.39319 | 0.3932 | 0.99814 | -0.027695 | 0.99816 | -0.02763 | 30.8154
9 | -0.36494 | -0.17675 | 0.36494 | 0.17657 | 1.3425e-06 | -0.00017293 | 0.011738 | 0.011736 | 0.011738 | 0.99722 | -0.0030599 | 0.99722 | -0.003092 | 5.3355
10 | -0.36494 | -0.17657 | 0.36499 | 0.17012 | 4.9769e-05 | -0.0064575 | 0.011736 | 0.011655 | 0.011736 | 0.99722 | -0.003092 | 0.99735 | -0.0042289 | 5.3345
11 | -0.54487 | -0.25519 | 0.54489 | 0.25395 | 2.1259e-05 | -0.0012419 | 0.017415 | 0.0174 | 0.017415 | 0.99735 | -0.0042289 | 0.99738 | -0.0045419 | 7.9158
12 | 0.17988 | 0.085072 | -0.17988 | -0.085637 | 1.055e-06 | -0.00056483 | 0.0057594 | 0.0057664 | 0.0057664 | 0.99735 | -0.0042289 | 0.99734 | -0.0041801 | 2.6211
13 | 0.31793 | 0.15386 | -0.31793 | -0.15398 | 6.9752e-07 | -0.00011853 | 0.010223 | 0.010224 | 0.010224 | 0.99738 | -0.0045419 | 0.99738 | -0.0045228 | 4.6474
14 | -1.1338 | -0.53762 | 1.134 | 0.5345 | 0.00023623 | -0.0031204 | 0.036318 | 0.036278 | 0.036318 | 0.99738 | -0.0045419 | 0.99758 | -0.0062602 | 16.5081
15 | 0.27097 | 0.12981 | -0.27096 | -0.13123 | 6.0463e-06 | -0.0014177 | 0.0086962 | 0.008714 | 0.008714 | 0.99738 | -0.0045419 | 0.99736 | -0.0043498 | 3.9609
16 | 0.083941 | 0.039171 | -0.083941 | -0.04 | 3.3623e-07 | -0.00082881 | 0.0026812 | 0.0026914 | 0.0026914 | 0.99734 | -0.0041801 | 0.99734 | -0.0041472 | 1.2234
17 | -3.0763 | -1.4631 | 3.0764 | 1.4629 | 6.8995e-05 | -0.00010597 | 0.098563 | 0.098562 | 0.098563 | 0.9977 | -0.0073783 | 0.99772 | -0.0075659 | 44.8014
18 | 2.8552 | 1.3568 | -2.8549 | -1.3575 | 0.00038217 | -0.00069967 | 0.091467 | 0.091477 | 0.091477 | 0.9977 | -0.0073783 | 0.99758 | -0.0062602 | 41.5806
19 | 0.22105 | 0.10621 | -0.22105 | -0.10706 | 2.4134e-06 | -0.00085128 | 0.0070959 | 0.0071066 | 0.0071066 | 0.9977 | -0.0073783 | 0.99769 | -0.0072841 | 3.2303
20 | -3.3006 | -1.5715 | 3.3011 | 1.5709 | 0.00051058 | -0.00066128 | 0.10577 | 0.10576 | 0.10577 | 0.99772 | -0.0075659 | 0.99787 | -0.0088619 | 48.0772
21 | 1.7208 | 0.82304 | -1.7206 | -0.82441 | 0.00024686 | -0.0013681 | 0.055199 | 0.055217 | 0.055217 | 0.99758 | -0.0062602 | 0.99745 | -0.0050425 | 25.0988
22 | 0.68936 | 0.33101 | -0.68935 | -0.33157 | 1.5377e-05 | -0.00055383 | 0.022132 | 0.022139 | 0.022139 | 0.99745 | -0.0050425 | 0.99742 | -0.0048516 | 10.0632
23 | 0.070344 | 0.033421 | -0.070344 | -0.034069 | 1.8567e-07 | -0.00064792 | 0.002254 | 0.0022621 | 0.0022621 | 0.99745 | -0.0050425 | 0.99744 | -0.00502 | 1.0282
24 | 0.96088 | 0.45997 | -0.96082 | -0.45998 | 6.2947e-05 | -4.7113e-06 | 0.030831 | 0.030832 | 0.030832 | 0.99745 | -0.0050425 | 0.99738 | -0.0054934 | 14.6819
25 | 0.68935 | 0.33157 | -0.68933 | -0.3321 | 1.4736e-05 | -0.00053039 | 0.022139 | 0.022146 | 0.022146 | 0.99742 | -0.0048516 | 0.9974 | -0.0046679 | 10.0662
26 | 0.077542 | 0.036841 | -0.077542 | -0.037555 | 2.4865e-07 | -0.00071386 | 0.0024848 | 0.0024937 | 0.0024937 | 0.99738 | -0.0054934 | 0.99737 | -0.0054661 | 1.1335
27 | 0.67721 | 0.32333 | -0.67719 | -0.32414 | 2.1666e-05 | -0.00081022 | 0.02172 | 0.021731 | 0.021731 | 0.99738 | -0.0054934 | 0.99735 | -0.0052227 | 9.8775
28 | 0.56765 | 0.27317 | -0.56762 | -0.27487 | 3.2008e-05 | -0.0017015 | 0.018233 | 0.018254 | 0.018254 | 0.9974 | -0.0046679 | 0.99735 | -0.0041802 | 8.2974
29 | 0.083941 | 0.04 | -0.083941 | -0.040654 | 2.6715e-07 | -0.00065404 | 0.0026914 | 0.0026996 | 0.0026996 | 0.99734 | -0.0041472 | 0.99734 | -0.00412 | 1.2271
30 | -3.3011 | -1.5709 | 3.3012 | 1.5708 | 8.2633e-05 | -0.00010706 | 0.10576 | 0.10576 | 0.10576 | 0.99787 | -0.0088619 | 0.99789 | -0.0090715 | 48.0726
31 | 0.67719 | 0.32414 | -0.67719 | -0.32428 | 3.5022e-06 | -0.00013089 | 0.021731 | 0.021732 | 0.021732 | 0.99735 | -0.0052227 | 0.99734 | -0.0051788 | 9.8783
32 | 0.35977 | 0.1742 | -0.35976 | -0.17424 | 9.3202e-06 | -4.0565e-05 | 0.01157 | 0.01157 | 0.01157 | 0.99735 | -0.0041802 | 0.99733 | -0.0043511 | 5.5097
33 | -0.24361 | -0.11798 | 0.24361 | 0.11789 | 8.8923e-06 | -9.0284e-05 | 0.0078492 | 0.0078479 | 0.0078492 | 0.99548 | -0.054213 | 0.99552 | -0.053972 | 3.7377
34 | -0.24361 | -0.11789 | 0.24363 | 0.11282 | 1.7517e-05 | -0.0050775 | 0.0078479 | 0.0077849 | 0.0078479 | 0.99552 | -0.053972 | 0.99558 | -0.054568 | 3.5672
35 | -0.33672 | -0.14409 | 0.33673 | 0.14406 | 6.147e-06 | -3.2349e-05 | 0.01062 | 0.010619 | 0.01062 | 0.99558 | -0.054568 | 0.9956 | -0.054392 | 5.0571
36 | 0.093091 | 0.031273 | -0.093084 | -0.044742 | 6.46e-06 | -0.013469 | 0.0028475 | 0.0029948 | 0.0029948 | 0.99558 | -0.054568 | 0.99552 | -0.054187 | 1.3613
37 | -0.27695 | -0.13413 | 0.27695 | 0.13373 | 1.8187e-06 | -0.00040455 | 0.0089232 | 0.0089181 | 0.0089232 | 0.99551 | -0.087701 | 0.99551 | -0.087758 | 4.056
38 | -0.27695 | -0.13373 | 0.27696 | 0.13066 | 1.3739e-05 | -0.0030712 | 0.0089181 | 0.0088797 | 0.0089181 | 0.99551 | -0.087758 | 0.99556 | -0.088176 | 4.0537
39 | 0.093084 | 0.044742 | -0.093084 | -0.045083 | 1.728e-07 | -0.00034096 | 0.0029948 | 0.0029991 | 0.0029991 | 0.99552 | -0.054187 | 0.99551 | -0.054171 | 1.3632
40 | -0.70695 | -0.32336 | 0.70698 | 0.32334 | 3.0844e-05 | -2.1002e-05 | 0.022541 | 0.02254 | 0.022541 | 0.9956 | -0.054392 | 0.99565 | -0.054043 | 10.7336
41 | -0.70698 | -0.32334 | 0.70701 | 0.32233 | 2.9153e-05 | -0.0010093 | 0.02254 | 0.022528 | 0.02254 | 0.99565 | -0.054043 | 0.99569 | -0.054356 | 10.2455
42 | 6.4712 | 2.9213 | -6.4711 | -2.9229 | 8.948e-05 | -0.0016514 | 0.20587 | 0.20589 | 0.20589 | 0.99557 | -0.088103 | 0.99556 | -0.088176 | 16.1357
43 | -7.0873 | -3.2197 | 7.0884 | 3.2222 | 0.0010616 | 0.0025346 | 0.22572 | 0.22571 | 0.22572 | 0.99557 | -0.088103 | 0.99585 | -0.072209 | 17.4973
44 | 6.1942 | 2.7923 | -6.1937 | -2.8012 | 0.00044488 | -0.0089836 | 0.19701 | 0.19712 | 0.19712 | 0.99556 | -0.088176 | 0.99548 | -0.088558 | 15.4486
45 | -7.8896 | -3.6102 | 7.89 | 3.6047 | 0.00044379 | -0.0054109 | 0.25151 | 0.25144 | 0.25151 | 0.99585 | -0.072209 | 0.9959 | -0.071927 | 19.7107
46 | 0.19679 | 0.095236 | -0.19679 | -0.095308 | 4.5538e-06 | -7.2475e-05 | 0.0063375 | 0.0063384 | 0.0063384 | 0.99585 | -0.072209 | 0.99582 | -0.072362 | 3.0183
47 | -0.30182 | -0.14618 | 0.30182 | 0.14609 | 4.4557e-07 | -8.4304e-05 | 0.0096981 | 0.009697 | 0.0096981 | 0.99823 | -0.0081897 | 0.99823 | -0.0082025 | 4.4082
48 | -5.3736 | -2.541 | 5.3739 | 2.5338 | 0.0002679 | -0.0072016 | 0.1719 | 0.1718 | 0.1719 | 0.99823 | -0.0082025 | 0.99828 | -0.0079902 | 13.4714
49 | 5.0718 | 2.3949 | -5.0708 | -2.3967 | 0.00091741 | -0.0018004 | 0.1622 | 0.16223 | 0.16223 | 0.99823 | -0.0082025 | 0.99803 | -0.010357 | 44.8147
50 | -5.7349 | -2.7086 | 5.7352 | 2.701 | 0.000321 | -0.007559 | 0.1834 | 0.18331 | 0.1834 | 0.99828 | -0.0079902 | 0.99834 | -0.0077502 | 14.3733
51 | 0.36103 | 0.17478 | -0.36102 | -0.17485 | 5.2686e-07 | -6.9632e-05 | 0.011599 | 0.0116 | 0.0116 | 0.99828 | -0.0079902 | 0.99828 | -0.0079775 | 5.2726
52 | 3.5045 | 1.6684 | -3.504 | -1.669 | 0.00053723 | -0.00059981 | 0.11227 | 0.11228 | 0.11228 | 0.99803 | -0.010357 | 0.99789 | -0.0090715 | 51.0344
53 | 1.5664 | 0.72835 | -1.5659 | -0.73123 | 0.00042242 | -0.0028861 | 0.049964 | 0.050001 | 0.050001 | 0.99803 | -0.010357 | 0.99778 | -0.008207 | 22.7278
54 | 0.15809 | 0.074857 | -0.15809 | -0.076566 | 2.4639e-06 | -0.0017089 | 0.0050578 | 0.0050792 | 0.0050792 | 0.99834 | -0.0077502 | 0.99833 | -0.0076178 | 2.3087
55 | -5.8933 | -2.7759 | 5.8939 | 2.7621 | 0.00061844 | -0.013796 | 0.18837 | 0.18819 | 0.18837 | 0.99834 | -0.0077502 | 0.99845 | -0.0072908 | 14.7622
56 | 1.5659 | 0.73123 | -1.5658 | -0.73207 | 0.00012261 | -0.0008366 | 0.050001 | 0.050012 | 0.050012 | 0.99778 | -0.008207 | 0.99771 | -0.0075787 | 22.7327
57 | 1.273 | 0.59027 | -1.273 | -0.59076 | 4.6527e-05 | -0.00048861 | 0.0406 | 0.040606 | 0.040606 | 0.99771 | -0.0075787 | 0.99767 | -0.0072905 | 18.4574
58 | -6.1536 | -2.8879 | 6.154 | 2.8797 | 0.00039829 | -0.0081417 | 0.19653 | 0.19643 | 0.19653 | 0.99845 | -0.0072908 | 0.99852 | -0.0070035 | 15.4022
59 | 0.25967 | 0.12575 | -0.25967 | -0.12576 | 1.5364e-06 | -1.3785e-05 | 0.0083418 | 0.008342 | 0.008342 | 0.99845 | -0.0072908 | 0.99844 | -0.0073298 | 3.9724
60 | -19.7315 | -9.1004 | 19.7422 | 9.0845 | 0.010657 | -0.01592 | 0.6282 | 0.62793 | 0.6282 | 0.99852 | -0.0070035 | 0.99908 | -0.0043897 | 49.2316
61 | 0.82301 | 0.38646 | -0.82296 | -0.38759 | 4.4094e-05 | -0.0011242 | 0.026286 | 0.0263 | 0.0263 | 0.99852 | -0.0070035 | 0.99847 | -0.006567 | 11.9546
62 | 12.7545 | 5.8343 | -12.752 | -5.8278 | 0.0024872 | 0.0064548 | 0.40548 | 0.40549 | 0.40549 | 0.99852 | -0.0070035 | 0.99816 | -0.02763 | 31.4332
63 | 0.34469 | 0.15781 | -0.34463 | -0.16636 | 5.811e-05 | -0.0085457 | 0.010954 | 0.011059 | 0.011059 | 0.99908 | -0.0043897 | 0.99892 | -0.003016 | 5.0268
64 | -20.4479 | -9.3988 | 20.4661 | 9.374 | 0.018196 | -0.024746 | 0.65025 | 0.64983 | 0.65025 | 0.99908 | -0.0043897 | 1 | 0 | 50.96
65 | 0.20912 | 0.08405 | -0.2091 | -0.093947 | 2.3929e-05 | -0.0098974 | 0.0065122 | 0.0066243 | 0.0066243 | 0.99908 | -0.0043897 | 0.99897 | -0.0036737 | 3.011
66 | 0.15191 | 0.072396 | -0.1519 | -0.073571 | 1.5608e-06 | -0.0011745 | 0.0048622 | 0.0048769 | 0.0048769 | 0.99908 | -0.0043897 | 0.99907 | -0.0043017 | 2.2168
67 | 0.098374 | 0.047533 | -0.098374 | -0.047645 | 6.2646e-08 | -0.00011189 | 0.0031588 | 0.0031602 | 0.0031602 | 0.99847 | -0.006567 | 0.99847 | -0.0065615 | 1.4365
68 | 0.72459 | 0.34006 | -0.72453 | -0.34009 | 6.0188e-05 | -3.7365e-05 | 0.023142 | 0.023142 | 0.023142 | 0.99847 | -0.006567 | 0.99838 | -0.0071794 | 11.0202
69 | 0.34463 | 0.16636 | -0.34462 | -0.16691 | 3.7947e-06 | -0.00055224 | 0.011059 | 0.011066 | 0.011066 | 0.99892 | -0.003016 | 0.99891 | -0.0029204 | 5.03
70 | 0.11931 | 0.056877 | -0.11931 | -0.057784 | 7.4095e-07 | -0.00090733 | 0.0038155 | 0.0038269 | 0.0038269 | 1 | 0 | 0.99999 | 5.3158e-05 | 1.7395
71 | 1.7737 | 0.81398 | -1.7725 | -0.8203 | 0.0011854 | -0.0063149 | 0.056336 | 0.056417 | 0.056417 | 1 | 0 | 0.99937 | 0.0051889 | 25.6439
72 | 0.2091 | 0.093947 | -0.2091 | -0.094269 | 7.9138e-07 | -0.00032145 | 0.0066243 | 0.0066281 | 0.0066281 | 0.99897 | -0.0036737 | 0.99896 | -0.003646 | 3.0128
73 | 1.3117 | 0.59836 | -1.3108 | -0.60723 | 0.00088972 | -0.0088691 | 0.041646 | 0.041757 | 0.041757 | 0.99937 | 0.0051889 | 0.99874 | 0.010422 | 18.9803
74 | 0.46076 | 0.22193 | -0.46074 | -0.22315 | 1.4909e-05 | -0.0012145 | 0.014773 | 0.014788 | 0.014788 | 0.99937 | 0.0051889 | 0.99934 | 0.0054691 | 6.7218
75 | 0.58135 | 0.27468 | -0.58131 | -0.27715 | 4.8168e-05 | -0.0024693 | 0.018585 | 0.018615 | 0.018615 | 0.99874 | 0.010422 | 0.99866 | 0.011112 | 8.4615
76 | 0.72949 | 0.33256 | -0.72918 | -0.34277 | 0.00031202 | -0.010214 | 0.023173 | 0.023298 | 0.023298 | 0.99874 | 0.010422 | 0.99834 | 0.01378 | 10.5901
77 | 0.069111 | 0.033017 | -0.069111 | -0.033472 | 1.2544e-07 | -0.00045525 | 0.002214 | 0.0022197 | 0.0022197 | 0.99866 | 0.011112 | 0.99866 | 0.011128 | 1.009
78 | 0.26636 | 0.12897 | -0.26635 | -0.129 | 3.3627e-06 | -2.8598e-05 | 0.0085545 | 0.0085549 | 0.0085549 | 0.99866 | 0.011112 | 0.99865 | 0.011029 | 4.0738
79 | 0.24584 | 0.11516 | -0.24583 | -0.11809 | 1.0187e-05 | -0.0029339 | 0.0078472 | 0.0078836 | 0.0078836 | 0.99866 | 0.011112 | 0.99862 | 0.011457 | 3.5835
80 | 0.39692 | 0.18194 | -0.39683 | -0.19211 | 9.2117e-05 | -0.010171 | 0.012626 | 0.012751 | 0.012751 | 0.99834 | 0.01378 | 0.99812 | 0.01568 | 5.796
81 | 0.33226 | 0.16083 | -0.33226 | -0.16092 | 5.7103e-07 | -8.9164e-05 | 0.010674 | 0.010675 | 0.010675 | 0.99834 | 0.01378 | 0.99834 | 0.013795 | 4.8522
82 | 0.39683 | 0.19211 | -0.39683 | -0.19219 | 7.7759e-07 | -8.4972e-05 | 0.012751 | 0.012752 | 0.012752 | 0.99812 | 0.01568 | 0.99812 | 0.015697 | 5.7965
83 | 0.11762 | 0.049965 | -0.11762 | -0.050632 | 5.1085e-07 | -0.00066702 | 0.003693 | 0.0037006 | 0.0037006 | 0.99896 | -0.003646 | 0.99896 | -0.0036185 | 1.6821
84 | 1.273 | 0.59076 | -1.2724 | -0.59636 | 0.000535 | -0.005605 | 0.040606 | 0.040677 | 0.040677 | 0.99767 | -0.0072905 | 0.99728 | -0.0039325 | 18.4895
85 | 0.078378 | 0.037437 | -0.078377 | -0.03796 | 1.8558e-07 | -0.00052308 | 0.0025115 | 0.002518 | 0.002518 | 0.99838 | -0.0071794 | 0.99838 | -0.0071591 | 1.1446
86 | 0.64615 | 0.30266 | -0.64608 | -0.3054 | 6.6171e-05 | -0.0027469 | 0.020631 | 0.020665 | 0.020665 | 0.99838 | -0.0071794 | 0.99828 | -0.0063439 | 9.3932
87 | 0.24583 | 0.11809 | -0.24582 | -0.11906 | 3.3797e-06 | -0.00096738 | 0.0078836 | 0.0078958 | 0.0078958 | 0.99862 | 0.011457 | 0.99861 | 0.011575 | 3.589
88 | 0.11762 | 0.050632 | -0.11762 | -0.055669 | 3.9279e-06 | -0.0050376 | 0.0037006 | 0.0037605 | 0.0037605 | 0.99896 | -0.0036185 | 0.99893 | -0.0033718 | 1.7093
89 | 1.0488 | 0.4837 | -1.0488 | -0.48383 | 8.2318e-06 | -0.00012782 | 0.033479 | 0.033481 | 0.033481 | 0.99588 | -0.055923 | 0.99587 | -0.055862 | 15.2186
90 | -1.3526 | -0.63085 | 1.3529 | 0.63092 | 0.00024101 | 6.5378e-05 | 0.043264 | 0.043262 | 0.043264 | 0.99588 | -0.055923 | 0.99607 | -0.054582 | 20.6017
91 | 1.0488 | 0.48383 | -1.0487 | -0.48541 | 0.00010226 | -0.0015866 | 0.033481 | 0.0335 | 0.0335 | 0.99587 | -0.055862 | 0.99578 | -0.055101 | 15.2275
92 | -1.3529 | -0.63092 | 1.3533 | 0.62715 | 0.00040971 | -0.0037681 | 0.043262 | 0.043215 | 0.043262 | 0.99607 | -0.054582 | 0.99635 | -0.056982 | 19.6648
93 | 0.81442 | 0.37203 | -0.81439 | -0.37285 | 3.1572e-05 | -0.0008213 | 0.025957 | 0.025967 | 0.025967 | 0.99578 | -0.055101 | 0.99574 | -0.054805 | 11.803
94 | 0.23428 | 0.11339 | -0.23427 | -0.11346 | 6.9749e-06 | -7.7014e-05 | 0.0075453 | 0.0075464 | 0.0075464 | 0.99578 | -0.055101 | 0.99575 | -0.055297 | 3.5935
95 | 9.7404 | 4.4862 | -9.7404 | -4.4863 | 2.3044e-05 | -0.00017976 | 0.31071 | 0.31071 | 0.31071 | 0.99635 | -0.056982 | 0.99635 | -0.056994 | 24.3502
96 | 0.15489 | 0.07444 | -0.15489 | -0.075016 | 8.0577e-07 | -0.00057599 | 0.004979 | 0.0049863 | 0.0049863 | 0.99635 | -0.056982 | 0.99634 | -0.056937 | 2.2665
97 | -11.2486 | -5.1877 | 11.2572 | 5.1387 | 0.0085653 | -0.049008 | 0.3589 | 0.35825 | 0.3589 | 0.99635 | -0.056982 | 0.99714 | -0.053226 | 28.1269
98 | 8.3148 | 3.8067 | -8.3141 | -3.8051 | 0.00061473 | 0.0015186 | 0.26502 | 0.26502 | 0.26502 | 0.99609 | -0.063859 | 0.99596 | -0.071674 | 20.5444
99 | -9.5909 | -4.4241 | 9.5915 | 4.4255 | 0.00056443 | 0.0014252 | 0.3061 | 0.3061 | 0.3061 | 0.99609 | -0.063859 | 0.9962 | -0.057666 | 23.7286
100 | 0.18861 | 0.09071 | -0.18861 | -0.090811 | 5.8162e-06 | -0.00010143 | 0.0060654 | 0.0060667 | 0.0060667 | 0.99609 | -0.063859 | 0.99606 | -0.064067 | 2.8889
101 | 7.8904 | 3.5999 | -7.8903 | -3.6015 | 0.00013174 | -0.0016077 | 0.25138 | 0.2514 | 0.2514 | 0.99596 | -0.071674 | 0.99594 | -0.071758 | 19.7022
102 | -9.6653 | -4.4613 | 9.6661 | 4.455 | 0.00078659 | -0.0062319 | 0.30847 | 0.30839 | 0.30847 | 0.9962 | -0.057666 | 0.99629 | -0.057274 | 24.175
103 | 0.079221 | 0.037834 | -0.079221 | -0.037918 | 3.0406e-08 | -8.3327e-05 | 0.0025444 | 0.0025454 | 0.0025454 | 0.99606 | -0.064067 | 0.99606 | -0.064064 | 1.157
104 | -11.2572 | -5.1387 | 11.2573 | 5.1391 | 0.00013214 | 0.00033948 | 0.35825 | 0.35825 | 0.35825 | 0.99714 | -0.053226 | 0.99716 | -0.051983 | 27.7713
105 | -11.6705 | -5.3392 | 11.6708 | 5.3379 | 0.00024591 | -0.0013024 | 0.37154 | 0.37152 | 0.37154 | 0.99716 | -0.051983 | 0.99718 | -0.051878 | 29.1174
106 | 0.079221 | 0.037918 | -0.079221 | -0.038204 | 1.0485e-07 | -0.00028672 | 0.0025454 | 0.002549 | 0.002549 | 0.99606 | -0.064064 | 0.99606 | -0.064053 | 1.1586
107 | 0.079221 | 0.038204 | -0.079221 | -0.038369 | 6.0166e-08 | -0.00016414 | 0.002549 | 0.0025511 | 0.0025511 | 0.99606 | -0.064053 | 0.99606 | -0.064046 | 1.1596
108 | 9.7404 | 4.4863 | -9.7401 | -4.489 | 0.00033811 | -0.002637 | 0.31071 | 0.31074 | 0.31074 | 0.99635 | -0.056994 | 0.99631 | -0.057162 | 24.3529
109 | 0.64608 | 0.3054 | -0.64606 | -0.30621 | 1.9448e-05 | -0.00080549 | 0.020665 | 0.020675 | 0.020675 | 0.99828 | -0.0063439 | 0.99825 | -0.0060949 | 9.3978
110 | 0.24851 | 0.11367 | -0.24851 | -0.11413 | 1.6462e-06 | -0.00046899 | 0.0079025 | 0.0079081 | 0.0079081 | 0.99825 | -0.0060949 | 0.99825 | -0.0060442 | 3.5946
111 | 0.70705 | 0.32086 | -0.70701 | -0.32233 | 4.2333e-05 | -0.0014677 | 0.02251 | 0.022528 | 0.022528 | 0.99574 | -0.054805 | 0.99569 | -0.054356 | 10.2399
112 | -11.6708 | -5.3379 | 11.6712 | 5.3356 | 0.00043015 | -0.0022786 | 0.37152 | 0.37149 | 0.37152 | 0.99718 | -0.051878 | 0.99722 | -0.051693 | 29.1161
113 | 9.6663 | 4.4533 | -9.6661 | -4.455 | 0.00022521 | -0.0017851 | 0.30837 | 0.30839 | 0.30839 | 0.99631 | -0.057162 | 0.99629 | -0.057274 | 24.1687
114 | 0.24851 | 0.11413 | -0.2485 | -0.11588 | 6.1534e-06 | -0.001747 | 0.0079081 | 0.0079294 | 0.0079294 | 0.99825 | -0.0060442 | 0.99822 | -0.00585 | 3.6043
115 | -0.59896 | -0.28549 | 0.59896 | 0.28515 | 7.6294e-06 | -0.00034877 | 0.019434 | 0.01943 | 0.019434 | 0.9856 | -0.061595 | 0.98561 | -0.061702 | 8.8336
116 | 0.39794 | 0.18814 | -0.39791 | -0.18826 | 3.7488e-05 | -0.00012328 | 0.012893 | 0.012894 | 0.012894 | 0.9856 | -0.061595 | 0.9855 | -0.062271 | 6.1402
117 | 0.17702 | 0.082842 | -0.17702 | -0.083911 | 2.0222e-06 | -0.001069 | 0.0057245 | 0.0057378 | 0.0057378 | 0.98561 | -0.061702 | 0.9856 | -0.061608 | 2.6081
118 | -0.96885 | -0.45514 | 0.96928 | 0.44765 | 0.00042993 | -0.0074977 | 0.031352 | 0.031258 | 0.031352 | 0.98561 | -0.061702 | 0.98602 | -0.065235 | 14.2509
119 | 0.19286 | 0.087156 | -0.19285 | -0.092687 | 1.2376e-05 | -0.0055312 | 0.0061987 | 0.0062672 | 0.0062672 | 0.98561 | -0.061702 | 0.98555 | -0.061189 | 2.8487
120 | 0.39791 | 0.18826 | -0.39787 | -0.19254 | 4.1182e-05 | -0.0042717 | 0.012894 | 0.012949 | 0.012949 | 0.9855 | -0.062271 | 0.9854 | -0.061394 | 5.8857
121 | 0.17702 | 0.083911 | -0.17702 | -0.085734 | 3.4706e-06 | -0.0018231 | 0.0057378 | 0.0057609 | 0.0057609 | 0.9856 | -0.061608 | 0.98558 | -0.061442 | 2.6186
122 | 0.31264 | 0.15123 | -0.31264 | -0.15142 | 1.1282e-06 | -0.00018936 | 0.010168 | 0.01017 | 0.01017 | 0.98602 | -0.065235 | 0.98601 | -0.065204 | 4.6228
123 | -1.2819 | -0.59888 | 1.2839 | 0.5792 | 0.0019851 | -0.019677 | 0.041424 | 0.041177 | 0.041424 | 0.98602 | -0.065235 | 0.98745 | -0.077135 | 18.8292
124 | 0.19285 | 0.092687 | -0.19285 | -0.0934 | 1.6143e-06 | -0.00071243 | 0.0062672 | 0.0062763 | 0.0062763 | 0.98555 | -0.061189 | 0.98554 | -0.061117 | 2.8529
125 | 0.39787 | 0.19254 | -0.39786 | -0.19269 | 1.5398e-06 | -0.000159 | 0.012949 | 0.012951 | 0.012951 | 0.9854 | -0.061394 | 0.9854 | -0.06136 | 5.8866
126 | 0.35451 | 0.17148 | -0.3545 | -0.17169 | 1.5969e-06 | -0.00020959 | 0.011513 | 0.011515 | 0.011515 | 0.98745 | -0.077135 | 0.98745 | -0.077096 | 5.2342
127 | -1.6384 | -0.75068 | 1.6404 | 0.73861 | 0.0020082 | -0.012072 | 0.052686 | 0.052533 | 0.052686 | 0.98745 | -0.077135 | 0.98859 | -0.086304 | 23.9483
128 | 1.4358 | 0.63182 | -1.4348 | -0.63955 | 0.00096423 | -0.0077249 | 0.045806 | 0.0459 | 0.0459 | 0.98859 | -0.086304 | 0.98796 | -0.081597 | 20.8638
129 | -3.0762 | -1.3704 | 3.0823 | 1.3611 | 0.0061522 | -0.0093311 | 0.098338 | 0.098206 | 0.098338 | 0.98859 | -0.086304 | 0.99046 | -0.10036 | 44.6991
130 | 0.52642 | 0.24842 | -0.52642 | -0.24852 | 1.616e-06 | -9.7027e-05 | 0.017008 | 0.01701 | 0.01701 | 0.98796 | -0.081597 | 0.98796 | -0.081572 | 7.7317
131 | 0.90839 | 0.39112 | -0.9079 | -0.40112 | 0.00048735 | -0.0099962 | 0.028898 | 0.029017 | 0.029017 | 0.98796 | -0.081597 | 0.98746 | -0.077992 | 13.1894
132 | -3.0823 | -1.3611 | 3.0842 | 1.3621 | 0.0018741 | 0.0010461 | 0.098206 | 0.098204 | 0.098206 | 0.99046 | -0.10036 | 0.9911 | -0.094973 | 46.7648
133 | 0.21132 | 0.095909 | -0.21132 | -0.095986 | 2.0346e-07 | -7.7171e-05 | 0.0067809 | 0.0067818 | 0.0067818 | 0.98796 | -0.081572 | 0.98796 | -0.081565 | 3.0826
134 | 0.10851 | 0.047223 | -0.10851 | -0.051608 | 3.056e-06 | -0.0043852 | 0.0034596 | 0.0035128 | 0.0035128 | 0.98746 | -0.077992 | 0.98743 | -0.07778 | 1.5967
135 | 0.37323 | 0.16548 | -0.37316 | -0.17375 | 6.8294e-05 | -0.0082695 | 0.011936 | 0.012036 | 0.012036 | 0.98746 | -0.077992 | 0.98729 | -0.07662 | 5.4708
136 | 0.16408 | 0.079387 | -0.16408 | -0.079467 | 3.5441e-06 | -7.9306e-05 | 0.0053287 | 0.0053298 | 0.0053298 | 0.98746 | -0.077992 | 0.98743 | -0.078135 | 2.538
137 | 0.26207 | 0.10903 | -0.262 | -0.1267 | 7.1635e-05 | -0.017675 | 0.0082981 | 0.0085103 | 0.0085103 | 0.98746 | -0.077992 | 0.9872 | -0.075997 | 3.8683
138 | -3.1729 | -1.4051 | 3.1739 | 1.4056 | 0.0010151 | 0.0005704 | 0.10107 | 0.10107 | 0.10107 | 0.9911 | -0.094973 | 0.99144 | -0.092161 | 48.1292
139 | 0.26854 | 0.12971 | -0.26854 | -0.13006 | 1.5479e-06 | -0.0003541 | 0.0087208 | 0.0087253 | 0.0087253 | 0.98719 | -0.075762 | 0.98718 | -0.075712 | 3.966
140 | -0.26854 | -0.12971 | 0.26857 | 0.12319 | 2.8215e-05 | -0.0065198 | 0.0087208 | 0.0086395 | 0.0087208 | 0.98719 | -0.075762 | 0.98729 | -0.07662 | 3.964
141 | 0.10459 | 0.050563 | -0.10459 | -0.050657 | 6.225e-08 | -9.3981e-05 | 0.0033968 | 0.003398 | 0.003398 | 0.98729 | -0.07662 | 0.98729 | -0.076615 | 1.5446
142 | 0.10851 | 0.051608 | -0.10851 | -0.052553 | 6.7128e-07 | -0.00094523 | 0.0035128 | 0.0035247 | 0.0035247 | 0.98743 | -0.07778 | 0.98743 | -0.077727 | 1.6021
143 | 0.262 | 0.1267 | -0.262 | -0.12689 | 7.8524e-07 | -0.00018869 | 0.0085103 | 0.0085127 | 0.0085127 | 0.9872 | -0.075997 | 0.9872 | -0.07597 | 3.8694
144 | 0.21132 | 0.095986 | -0.21131 | -0.10106 | 1.3514e-05 | -0.0050782 | 0.0067818 | 0.0068446 | 0.0068446 | 0.98796 | -0.081565 | 0.9879 | -0.081054 | 3.1112
145 | -0.21131 | -0.10234 | 0.21131 | 0.10106 | 3.4353e-06 | -0.0012758 | 0.0068608 | 0.0068446 | 0.0068608 | 0.98788 | -0.080915 | 0.9879 | -0.081054 | 3.1185
146 | -0.35831 | -0.17354 | 0.35832 | 0.17349 | 1.1512e-05 | -5.0535e-05 | 0.011525 | 0.011525 | 0.011525 | 0.99716 | -0.0033453 | 0.99719 | -0.0031334 | 5.4883
147 | -0.35832 | -0.17349 | 0.35835 | 0.16894 | 3.3884e-05 | -0.0045501 | 0.011525 | 0.011468 | 0.011525 | 0.99719 | -0.0031334 | 0.99728 | -0.0039325 | 5.2385
148 | 0.32517 | 0.15173 | -0.32513 | -0.1573 | 3.4075e-05 | -0.0055705 | 0.010387 | 0.010456 | 0.010456 | 0.99728 | -0.0039325 | 0.99718 | -0.0030577 | 4.7527
149 | 0.24145 | 0.11116 | -0.24144 | -0.11654 | 1.8073e-05 | -0.0053782 | 0.0076943 | 0.0077607 | 0.0077607 | 0.99728 | -0.0039325 | 0.99721 | -0.0033189 | 3.5276
150 | 0.34746 | 0.16454 | -0.34746 | -0.16509 | 3.8455e-06 | -0.00055085 | 0.011128 | 0.011135 | 0.011135 | 0.99728 | -0.0039325 | 0.99727 | -0.0038405 | 5.0615
151 | 0.32513 | 0.1573 | -0.32513 | -0.15747 | 1.0356e-06 | -0.00016812 | 0.010456 | 0.010458 | 0.010458 | 0.99718 | -0.0030577 | 0.99718 | -0.00303 | 4.7537
152 | 0.24144 | 0.11654 | -0.24144 | -0.11693 | 1.3459e-06 | -0.00039677 | 0.0077607 | 0.0077657 | 0.0077657 | 0.99721 | -0.0033189 | 0.99721 | -0.0032705 | 3.5299
153 | 0.24537 | 0.11564 | -0.24537 | -0.11643 | 2.7478e-06 | -0.00079095 | 0.0078519 | 0.0078617 | 0.0078617 | 0.99727 | -0.0038405 | 0.99726 | -0.0037481 | 3.5735
154 | 0.24537 | 0.11643 | -0.24536 | -0.11802 | 5.5126e-06 | -0.0015808 | 0.0078617 | 0.0078814 | 0.0078814 | 0.99726 | -0.0037481 | 0.99724 | -0.0035582 | 3.5825
155 | -0.24536 | -0.11883 | 0.24536 | 0.11802 | 2.8573e-06 | -0.00081622 | 0.0078917 | 0.0078814 | 0.0078917 | 0.99723 | -0.0034575 | 0.99724 | -0.0035582 | 3.5871
156 | 0.27046 | 0.12938 | -0.27045 | -0.13099 | 6.8202e-06 | -0.0016054 | 0.0086779 | 0.0086981 | 0.0086981 | 0.99734 | -0.0051788 | 0.99732 | -0.0049621 | 3.9537
157 | 0.40673 | 0.1949 | -0.40672 | -0.19612 | 1.1798e-05 | -0.0012266 | 0.013054 | 0.01307 | 0.01307 | 0.99734 | -0.0051788 | 0.99731 | -0.0049303 | 5.9408
158 | 0.40672 | 0.19612 | -0.40671 | -0.19698 | 8.2436e-06 | -0.00085531 | 0.01307 | 0.01308 | 0.01308 | 0.99731 | -0.0049303 | 0.9973 | -0.0047546 | 5.9457
159 | -0.074888 | -0.03627 | 0.074888 | 0.035863 | 1.3185e-07 | -0.00040663 | 0.0024063 | 0.0024012 | 0.0024063 | 0.99822 | -0.0058349 | 0.99822 | -0.00585 | 1.0938
160 | 0.17362 | 0.080019 | -0.17361 | -0.083125 | 5.3657e-06 | -0.0031058 | 0.0055284 | 0.0055666 | 0.0055666 | 0.99822 | -0.00585 | 0.9982 | -0.0055987 | 2.5303
161 | 3.5329 | 1.5785 | -3.5326 | -1.5788 | 0.00029743 | -0.00032393 | 0.11265 | 0.11265 | 0.11265 | 0.99161 | -0.093499 | 0.99154 | -0.092895 | 51.2051
162 | -3.5329 | -1.5785 | 3.5335 | 1.5778 | 0.0006053 | -0.00065954 | 0.11265 | 0.11264 | 0.11265 | 0.99161 | -0.093499 | 0.99177 | -0.094727 | 51.2029
163 | 3.462 | 1.5446 | -3.4617 | -1.545 | 0.00035573 | -0.00040788 | 0.11037 | 0.11038 | 0.11038 | 0.99154 | -0.092895 | 0.99144 | -0.092161 | 50.1709
164 | -3.626 | -1.6226 | 3.6298 | 1.6248 | 0.0038725 | 0.0022345 | 0.11563 | 0.11562 | 0.11563 | 0.99177 | -0.094727 | 0.9929 | -0.085617 | 55.06
165 | 3.7221 | 1.6663 | -3.7214 | -1.6669 | 0.00066911 | -0.00064245 | 0.1185 | 0.11851 | 0.11851 | 0.99346 | -0.089935 | 0.9933 | -0.088638 | 53.867
166 | -3.7992 | -1.7036 | 3.7999 | 1.703 | 0.00074211 | -0.00067505 | 0.12098 | 0.12097 | 0.12098 | 0.99346 | -0.089935 | 0.99365 | -0.091348 | 54.9932
167 | 3.7214 | 1.6669 | -3.7199 | -1.6684 | 0.0015541 | -0.0014905 | 0.11851 | 0.11853 | 0.11853 | 0.9933 | -0.088638 | 0.9929 | -0.085617 | 53.8776
168 | -3.7999 | -1.703 | 3.8035 | 1.6997 | 0.003579 | -0.0032624 | 0.12097 | 0.12092 | 0.12097 | 0.99365 | -0.091348 | 0.99453 | -0.098129 | 54.9883
169 | 0.26164 | 0.12624 | -0.26164 | -0.12672 | 1.936e-06 | -0.00048074 | 0.0084322 | 0.0084383 | 0.0084383 | 0.99453 | -0.098129 | 0.99452 | -0.098065 | 3.8356
170 | -4.0651 | -1.8259 | 4.0672 | 1.8187 | 0.0020666 | -0.007187 | 0.12935 | 0.12925 | 0.12935 | 0.99453 | -0.098129 | 0.99509 | -0.091375 | 35.7325
171 | 0.33604 | 0.16254 | -0.33604 | -0.16275 | 1.4162e-06 | -0.0002134 | 0.010829 | 0.010832 | 0.010832 | 0.99509 | -0.091375 | 0.99508 | -0.091338 | 4.9235
172 | -4.4032 | -1.9813 | 4.4037 | 1.98 | 0.00045418 | -0.0012984 | 0.14007 | 0.14005 | 0.14007 | 0.99509 | -0.091375 | 0.9952 | -0.090014 | 38.6943
173 | 0.091109 | 0.044024 | -0.091109 | -0.044126 | 4.9543e-08 | -0.00010179 | 0.0029351 | 0.0029364 | 0.0029364 | 0.9952 | -0.090014 | 0.9952 | -0.090009 | 1.3347
174 | -4.4948 | -2.024 | 4.4952 | 2.0095 | 0.00037438 | -0.014559 | 0.14299 | 0.14281 | 0.14299 | 0.9952 | -0.090014 | 0.99529 | -0.089559 | 11.206
175 | -4.4952 | -2.0095 | 4.4952 | 2.0075 | 5.0214e-05 | -0.0019558 | 0.14281 | 0.14279 | 0.14281 | 0.99529 | -0.089559 | 0.9953 | -0.089497 | 11.1922
176 | -5.2798 | -2.3875 | 5.2799 | 2.3848 | 9.5227e-05 | -0.0026634 | 0.16806 | 0.16803 | 0.16806 | 0.9953 | -0.089497 | 0.99532 | -0.089402 | 13.1711
177 | 0.17361 | 0.083125 | -0.17361 | -0.084082 | 1.6702e-06 | -0.00095795 | 0.0055666 | 0.0055786 | 0.0055786 | 0.9982 | -0.0055987 | 0.99819 | -0.005516 | 2.5357
178 | -7.89 | -3.6047 | 7.8903 | 3.6015 | 0.00026321 | -0.003211 | 0.25144 | 0.2514 | 0.25144 | 0.9959 | -0.071927 | 0.99594 | -0.071758 | 19.7054
179 | -5.2799 | -2.3848 | 5.2801 | 2.3776 | 0.00025891 | -0.0072473 | 0.16803 | 0.16794 | 0.16803 | 0.99532 | -0.089402 | 0.99537 | -0.08914 | 13.1685
180 | 0.39415 | 0.19074 | -0.39415 | -0.19089 | 1.3787e-06 | -0.00015106 | 0.012699 | 0.012701 | 0.012701 | 0.99537 | -0.08914 | 0.99537 | -0.089109 | 5.7732
181 | -5.6743 | -2.5683 | 5.6748 | 2.555 | 0.0005506 | -0.013302 | 0.18064 | 0.18047 | 0.18064 | 0.99537 | -0.08914 | 0.99547 | -0.088624 | 14.1565
182 | -5.6748 | -2.555 | 5.6749 | 2.5543 | 3.0019e-05 | -0.00072599 | 0.18047 | 0.18047 | 0.18047 | 0.99547 | -0.088624 | 0.99548 | -0.088596 | 14.1438
183 | -6.0519 | -2.7369 | 6.052 | 2.736 | 4.3606e-05 | -0.0009229 | 0.19261 | 0.1926 | 0.19261 | 0.99548 | -0.088596 | 0.99548 | -0.088558 | 15.0949
184 | 0.079807 | 0.037871 | -0.079807 | -0.038652 | 2.8829e-07 | -0.00078102 | 0.0025572 | 0.002567 | 0.002567 | 0.99722 | -0.051693 | 0.99721 | -0.051662 | 1.1668
185 | 0.14172 | 0.065256 | -0.14172 | -0.068316 | 3.5647e-06 | -0.0030597 | 0.0045245 | 0.0045624 | 0.0045624 | 0.99548 | -0.088558 | 0.99546 | -0.088352 | 2.0738
186 | 0.14172 | 0.068316 | -0.14172 | -0.068639 | 3.7917e-07 | -0.00032243 | 0.0045624 | 0.0045664 | 0.0045664 | 0.99546 | -0.088352 | 0.99546 | -0.088329 | 2.0757
187 | 0.11762 | 0.055669 | -0.11762 | -0.056965 | 1.0313e-06 | -0.0012957 | 0.0037605 | 0.0037767 | 0.0037767 | 0.99893 | -0.0033718 | 0.99892 | -0.0032974 | 1.7167

## res_trafo
| p_hv_mw | q_hv_mvar | p_lv_mw | q_lv_mvar | pl_mw | ql_mvar | i_hv_ka | i_lv_ka | vm_hv_pu | va_hv_degree | vm_lv_pu | va_lv_degree | loading_percent
0 | 2.6518e-14 | 1.7507e-14 | 0.013999 | 0.0105 | 0.013999 | 0.0105 | 1.6678e-16 | 0.00050517 | 0.99997 | 149.9981 | 1 | 0 | 0.069998

## res_ext_grid
| p_mw | q_mvar
0 | 22.3731 | 10.2554

## res_load
| p_mw | q_mvar
0 | 0.38261 | 0.18531
1 | 0.069713 | 0.033763
2 | 0.0708 | 0.03429
3 | 0.086175 | 0.041736
4 | 0.36494 | 0.17675
5 | 0.095939 | 0.046465
6 | 0.22422 | 0.1086
7 | 0.22105 | 0.10706
8 | 0.070344 | 0.034069
9 | 0.20607 | 0.099804
10 | 0.31793 | 0.15398
11 | 0.27096 | 0.13123
12 | 0.12168 | 0.058932
13 | 0.077542 | 0.037555
14 | 0.20785 | 0.10067
15 | 0.24361 | 0.11798
16 | 0.27695 | 0.13413
17 | 0.093084 | 0.045083
18 | 0.37022 | 0.17931
19 | 0.61614 | 0.29841
20 | 0.60438 | 0.29272
21 | 0.30182 | 0.14618
22 | 0.36102 | 0.17485
23 | 0.29279 | 0.1418
24 | 0.20278 | 0.098209
25 | 0.25967 | 0.12576
26 | 0.15809 | 0.076566
27 | 0.38264 | 0.18532
28 | 0.1519 | 0.073571
29 | 0.34462 | 0.16691
30 | 0.46074 | 0.22315
31 | 0.11931 | 0.057784
32 | 0.33226 | 0.16092
33 | 0.091476 | 0.044304
34 | 0.39683 | 0.19219
35 | 0.098374 | 0.047645
36 | 0.069111 | 0.033472
37 | 0.26635 | 0.129
38 | 0.24582 | 0.11906
39 | 0.30383 | 0.14715
40 | 1.0876 | 0.52674
41 | 0.42372 | 0.20522
42 | 0.073781 | 0.035734
43 | 0.10938 | 0.052977
44 | 0.41324 | 0.20014
45 | 0.15489 | 0.075016
46 | 0.39755 | 0.19254
47 | 0.078377 | 0.03796
48 | 0.10734 | 0.051985
49 | 0.23427 | 0.11346
50 | 0.079221 | 0.038369
51 | 0.073751 | 0.035719
52 | 0.20101 | 0.097354
53 | 0.39786 | 0.19269
54 | 0.17702 | 0.085734
55 | 0.31264 | 0.15142
56 | 0.3545 | 0.17169
57 | 0.19285 | 0.0934
58 | 0.3151 | 0.15261
59 | 0.088638 | 0.04293
60 | 0.26854 | 0.13006
61 | 0.16408 | 0.079467
62 | 0.10459 | 0.050657
63 | 0.262 | 0.12689
64 | 0.10851 | 0.052553
65 | 0.21131 | 0.10234
66 | 0.35831 | 0.17354
67 | 0.10209 | 0.049445
68 | 0.24144 | 0.11693
69 | 0.32513 | 0.15747
70 | 0.24536 | 0.11883
71 | 0.27045 | 0.13099
72 | 0.40671 | 0.19698
73 | 0.074888 | 0.03627
74 | 0.070557 | 0.034172
75 | 0.092479 | 0.04479
76 | 0.28779 | 0.13938
77 | 0.077079 | 0.037331
78 | 0.090028 | 0.043603
79 | 0.33604 | 0.16275
80 | 0.26164 | 0.12672
81 | 0.091109 | 0.044126
82 | 0.78457 | 0.37998
83 | 0.17361 | 0.084082
84 | 0.19679 | 0.095308
85 | 0.39415 | 0.19089
86 | 0.37707 | 0.18262
87 | 0.083941 | 0.040654
88 | 0.35976 | 0.17424
89 | 0.079807 | 0.038652
90 | 0.14172 | 0.068639
91 | 0.11762 | 0.056965

## dtypes
| element | column | dtype
0 | bus | name | object
1 | bus | vn_kv | float64
2 | bus | type | object
3 | bus | zone | object
4 | bus | in_service | bool
5 | load | name | object
6 | load | bus | uint32
7 | load | p_mw | float64
8 | load | q_mvar | float64
9 | load | const_z_percent | float64
10 | load | const_i_percent | float64
11 | load | sn_mva | float64
12 | load | scaling | float64
13 | load | in_service | bool
14 | load | type | object
15 | ext_grid | name | object
16 | ext_grid | bus | uint32
17 | ext_grid | vm_pu | float64
18 | ext_grid | va_degree | float64
19 | ext_grid | slack_weight | float64
20 | ext_grid | in_service | bool
21 | line | name | object
22 | line | std_type | object
23 | line | from_bus | uint32
24 | line | to_bus | uint32
25 | line | length_km | float64
26 | line | r_ohm_per_km | float64
27 | line | x_ohm_per_km | float64
28 | line | c_nf_per_km | float64
29 | line | g_us_per_km | float64
30 | line | max_i_ka | float64
31 | line | df | float64
32 | line | parallel | uint32
33 | line | type | object
34 | line | in_service | bool
35 | trafo | name | object
36 | trafo | std_type | object
37 | trafo | hv_bus | uint32
38 | trafo | lv_bus | uint32
39 | trafo | sn_mva | float64
40 | trafo | vn_hv_kv | float64
41 | trafo | vn_lv_kv | float64
42 | trafo | vk_percent | float64
43 | trafo | vkr_percent | float64
44 | trafo | pfe_kw | float64
45 | trafo | i0_percent | float64
46 | trafo | shift_degree | float64
47 | trafo | tap_side | object
48 | trafo | tap_neutral | int32
49 | trafo | tap_min | int32
50 | trafo | tap_max | int32
51 | trafo | tap_step_percent | float64
52 | trafo | tap_step_degree | float64
53 | trafo | tap_pos | int32
54 | trafo | tap_phase_shifter | bool
55 | trafo | parallel | uint32
56 | trafo | df | float64
57 | trafo | in_service | bool
58 | bus_geodata | x | float64
59 | bus_geodata | y | float64
60 | bus_geodata | coords | object
61 | res_bus | vm_pu | float64
62 | res_bus | va_degree | float64
63 | res_bus | p_mw | float64
64 | res_bus | q_mvar | float64
65 | res_line | p_from_mw | float64
66 | res_line | q_from_mvar | float64
67 | res_line | p_to_mw | float64
68 | res_line | q_to_mvar | float64
69 | res_line | pl_mw | float64
70 | res_line | ql_mvar | float64
71 | res_line | i_from_ka | float64
72 | res_line | i_to_ka | float64
73 | res_line | i_ka | float64
74 | res_line | vm_from_pu | float64
75 | res_line | va_from_degree | float64
76 | res_line | vm_to_pu | float64
77 | res_line | va_to_degree | float64
78 | res_line | loading_percent | float64
79 | res_trafo | p_hv_mw | float64
80 | res_trafo | q_hv_mvar | float64
81 | res_trafo | p_lv_mw | float64
82 | res_trafo | q_lv_mvar | float64
83 | res_trafo | pl_mw | float64
84 | res_trafo | ql_mvar | float64
85 | res_trafo | i_hv_ka | float64
86 | res_trafo | i_lv_ka | float64
87 | res_trafo | vm_hv_pu | float64
88 | res_trafo | va_hv_degree | float64
89 | res_trafo | vm_lv_pu | float64
90 | res_trafo | va_lv_degree | float64
91 | res_trafo | loading_percent | float64
92 | res_ext_grid | p_mw | float64
93 | res_ext_grid | q_mvar | float64
94 | res_load | p_mw | float64
95 | res_load | q_mvar | float64

## parameters
| version | format_version | converged | OPF_converged | name | f_hz | sn_mva
0 | 2.14.6 | 2.14.0 | TRUE | FALSE |  | 50 | 1