## bus
| name | vn_kv | type | zone | in_service
0 | bus_MV_563_0_node_0 | 20 | n |  | TRUE
1 | bus_MV_563_0_node_2 | 20 | n |  | TRUE
2 | bus_MV_563_0_node_5 | 20 | n |  | TRUE
3 | bus_MV_563_0_node_3 | 20 | n |  | TRUE
4 | bus_MV_563_0_node_4 | 20 | n |  | TRUE
5 | bus_MV_563_0_node_179 | 20 | n |  | TRUE
6 | bus_MV_563_0_node_112 | 20 | n |  | TRUE
7 | bus_MV_563_0_node_6 | 20 | n |  | TRUE
8 | bus_MV_563_0_node_132 | 20 | n |  | TRUE
9 | bus_MV_563_0_node_7 | 20 | n |  | TRUE
10 | bus_MV_563_0_node_9 | 20 | n |  | TRUE
11 | bus_MV_563_0_node_68 | 20 | n |  | TRUE
12 | bus_MV_563_0_node_8 | 20 | n |  | TRUE
13 | bus_MV_563_0_node_10 | 20 | n |  | TRUE
14 | bus_MV_563_0_node_130 | 20 | n |  | TRUE
15 | bus_MV_563_0_node_13 | 20 | n |  | TRUE
16 | bus_MV_563_0_node_125 | 20 | n |  | TRUE
17 | bus_MV_563_0_node_98 | 20 | n |  | TRUE
18 | bus_MV_563_0_node_97 | 20 | n |  | TRUE
19 | bus_MV_563_0_node_21 | 20 | n |  | TRUE
20 | bus_MV_563_0_node_19 | 20 | n |  | TRUE
21 | bus_MV_563_0_node_113 | 20 | n |  | TRUE
22 | bus_MV_563_0_node_71 | 20 | n |  | TRUE
23 | bus_MV_563_0_node_184 | 20 | n |  | TRUE
24 | bus_MV_563_0_node_93 | 20 | n |  | TRUE
25 | bus_MV_563_0_node_69 | 20 | n |  | TRUE
26 | bus_MV_563_0_node_120 | 20 | n |  | TRUE
27 | bus_MV_563_0_node_121 | 20 | n |  | TRUE
28 | bus_MV_563_0_node_75 | 20 | n |  | TRUE
29 | bus_MV_563_0_node_119 | 20 | n |  | TRUE
30 | bus_MV_563_0_node_123 | 20 | n |  | TRUE
31 | bus_MV_563_0_node_124 | 20 | n |  | TRUE
32 | bus_MV_563_0_node_126 | 20 | n |  | TRUE
33 | bus_MV_563_0_node_127 | 20 | n |  | TRUE
34 | bus_MV_563_0_node_128 | 20 | n |  | TRUE
35 | bus_MV_563_0_node_14 | 20 | n |  | TRUE
36 | bus_MV_563_0_node_15 | 20 | n |  | TRUE
37 | bus_MV_563_0_node_11 | 20 | n |  | TRUE
38 | bus_MV_563_0_node_111 | 20 | n |  | TRUE
39 | bus_MV_563_0_node_20 | 20 | n |  | TRUE
40 | bus_MV_563_0_node_12 | 20 | n |  | TRUE
41 | bus_MV_563_0_node_42 | 20 | n |  | TRUE
42 | bus_MV_563_0_node_116 | 20 | n |  | TRUE
43 | bus_MV_563_0_node_41 | 20 | n |  | TRUE
44 | bus_MV_563_0_node_62 | 20 | n |  | TRUE
45 | bus_MV_563_0_node_18 | 20 | n |  | TRUE
46 | bus_MV_563_0_node_24 | 20 | n |  | TRUE
47 | bus_MV_563_0_node_63 | 20 | n |  | TRUE
48 | bus_MV_563_0_node_131 | 20 | n |  | TRUE
49 | bus_MV_563_0_node_17 | 20 | n |  | TRUE
50 | bus_MV_563_0_node_72 | 20 | n |  | TRUE
51 | bus_MV_563_0_node_114 | 20 | n |  | TRUE
52 | bus_MV_563_0_node_45 | 20 | n |  | TRUE
53 | bus_MV_563_0_node_46 | 20 | n |  | TRUE
54 | bus_MV_563_0_node_47 | 20 | n |  | TRUE
55 | bus_MV_563_0_node_54 | 20 | n |  | TRUE
56 | bus_MV_563_0_node_49 | 20 | n |  | TRUE
57 | bus_MV_563_0_node_50 | 20 | n |  | TRUE
58 | bus_MV_563_0_node_52 | 20 | n |  | TRUE
59 | bus_MV_563_0_node_53 | 20 | n |  | TRUE
60 | bus_MV_563_0_node_16 | 20 | n |  | TRUE
61 | bus_MV_563_0_node_22 | 20 | n |  | TRUE
62 | bus_MV_563_0_node_23 | 20 | n |  | TRUE
63 | bus_MV_563_0_node_25 | 20 | n |  | TRUE
64 | bus_MV_563_0_node_51 | 20 | n |  | TRUE
65 | bus_MV_563_0_node_135 | 20 | n |  | TRUE
66 | bus_MV_563_0_node_38 | 20 | n |  | TRUE
67 | bus_MV_563_0_node_48 | 20 | n |  | TRUE
68 | bus_MV_563_0_node_115 | 20 | n |  | TRUE
69 | bus_MV_563_0_node_40 | 20 | n |  | TRUE
70 | bus_MV_563_0_node_26 | 20 | n |  | TRUE
71 | bus_MV_563_0_node_27 | 20 | n |  | TRUE
72 | bus_MV_563_0_node_181 | 20 | n |  | TRUE
73 | bus_MV_563_0_node_29 | 20 | n |  | TRUE
74 | bus_MV_563_0_node_180 | 20 | n |  | TRUE
75 | bus_MV_563_0_node_32 | 20 | n |  | TRUE
76 | bus_MV_563_0_node_175 | 20 | n |  | TRUE
77 | bus_MV_563_0_node_35 | 20 | n |  | TRUE
78 | bus_MV_563_0_node_34 | 20 | n |  | TRUE
79 | bus_MV_563_0_node_31 | 20 | n |  | TRUE
80 | bus_MV_563_0_node_33 | 20 | n |  | TRUE
81 | bus_MV_563_0_node_36 | 20 | n |  | TRUE
82 | bus_MV_563_0_node_81 | 20 | n |  | TRUE
83 | bus_MV_563_0_node_37 | 20 | n |  | TRUE
84 | bus_MV_563_0_node_80 | 20 | n |  | TRUE
85 | bus_MV_563_0_node_174 | 20 | n |  | TRUE
86 | bus_MV_563_0_node_82 | 20 | n |  | TRUE
87 | bus_MV_563_0_node_84 | 20 | n |  | TRUE
88 | bus_MV_563_0_node_136 | 20 | n |  | TRUE
89 | bus_MV_563_0_node_152 | 20 | n |  | TRUE
90 | bus_MV_563_0_node_66 | 20 | n |  | TRUE
91 | bus_MV_563_0_node_39 | 20 | n |  | TRUE
92 | bus_MV_563_0_node_44 | 20 | n |  | TRUE
93 | bus_MV_563_0_node_67 | 20 | n |  | TRUE
94 | bus_MV_563_0_node_65 | 20 | n |  | TRUE
95 | bus_MV_563_0_node_129 | 20 | n |  | TRUE
96 | bus_MV_563_0_node_64 | 20 | n |  | TRUE
97 | bus_MV_563_0_node_117 | 20 | n |  | TRUE
98 | bus_MV_563_0_node_74 | 20 | n |  | TRUE
99 | bus_MV_563_0_node_73 | 20 | n |  | TRUE
100 | bus_MV_563_0_node_122 | 20 | n |  | TRUE
101 | bus_MV_563_0_node_55 | 20 | n |  | TRUE
102 | bus_MV_563_0_node_56 | 20 | n |  | TRUE
103 | bus_MV_563_0_node_57 | 20 | n |  | TRUE
104 | bus_MV_563_0_node_60 | 20 | n |  | TRUE
105 | bus_MV_563_0_node_133 | 20 | n |  | TRUE
106 | bus_MV_563_0_node_86 | 20 | n |  | TRUE
107 | bus_MV_563_0_node_89 | 20 | n |  | TRUE
108 | bus_MV_563_0_node_91 | 20 | n |  | TRUE
109 | bus_MV_563_0_node_85 | 20 | n |  | TRUE
110 | bus_MV_563_0_node_92 | 20 | n |  | TRUE
111 | bus_MV_563_0_node_147 | 20 | n |  | TRUE
112 | bus_MV_563_0_node_146 | 20 | n |  | TRUE
113 | bus_MV_563_0_node_163 | 20 | n |  | TRUE
114 | bus_MV_563_0_node_79 | 20 | n |  | TRUE
115 | bus_MV_563_0_node_76 | 20 | n |  | TRUE
116 | bus_MV_563_0_node_77 | 20 | n |  | TRUE
117 | bus_MV_563_0_node_156 | 20 | n |  | TRUE
118 | bus_MV_563_0_node_176 | 20 | n |  | TRUE
119 | bus_MV_563_0_node_90 | 20 | n |  | TRUE
120 | bus_MV_563_0_node_83 | 20 | n |  | TRUE
121 | bus_MV_563_0_node_155 | 20 | n |  | TRUE
122 | bus_MV_563_0_node_87 | 20 | n |  | TRUE
123 | bus_MV_563_0_node_94 | 20 | n |  | TRUE
124 | bus_MV_563_0_node_88 | 20 | n |  | TRUE
125 | bus_MV_563_0_node_148 | 20 | n |  | TRUE
126 | bus_MV_563_0_node_153 | 20 | n |  | TRUE
127 | bus_MV_563_0_node_95 | 20 | n |  | TRUE
128 | bus_MV_563_0_node_151 | 20 | n |  | TRUE
129 | bus_MV_563_0_node_143 | 20 | n |  | TRUE
130 | bus_MV_563_0_node_144 | 20 | n |  | TRUE
131 | bus_MV_563_0_node_140 | 20 | n |  | TRUE
132 | bus_MV_563_0_node_145 | 20 | n |  | TRUE
133 | bus_MV_563_0_node_96 | 20 | n |  | TRUE
134 | bus_MV_563_0_node_134 | 20 | n |  | TRUE
135 | bus_MV_563_0_node_109 | 20 | n |  | TRUE
136 | bus_MV_563_0_node_99 | 20 | n |  | TRUE
137 | bus_MV_563_0_node_100 | 20 | n |  | TRUE
138 | bus_MV_563_0_node_102 | 20 | n |  | TRUE
139 | bus_MV_563_0_node_101 | 20 | n |  | TRUE
140 | bus_MV_563_0_node_103 | 20 | n |  | TRUE
141 | bus_MV_563_0_node_105 | 20 | n |  | TRUE
142 | bus_MV_563_0_node_186 | 20 | n |  | TRUE
143 | bus_MV_563_0_node_185 | 20 | n |  | TRUE
144 | bus_MV_563_0_node_104 | 20 | n |  | TRUE
145 | bus_MV_563_0_node_106 | 20 | n |  | TRUE
146 | bus_MV_563_0_node_170 | 20 | n |  | TRUE
147 | bus_MV_563_0_node_107 | 20 | n |  | TRUE
148 | bus_MV_563_0_node_108 | 20 | n |  | TRUE
149 | bus_MV_563_0_node_110 | 20 | n |  | TRUE
150 | bus_MV_563_0_node_172 | 20 | n |  | TRUE
151 | bus_MV_563_0_node_169 | 20 | n |  | TRUE
152 | bus_MV_563_0_node_137 | 20 | n |  | TRUE
153 | bus_MV_563_0_node_138 | 20 | n |  | TRUE
154 | bus_MV_563_0_node_141 | 20 | n |  | TRUE
155 | bus_MV_563_0_node_177 | 20 | n |  | TRUE
156 | bus_MV_563_0_node_142 | 20 | n |  | TRUE
157 | bus_MV_563_0_node_162 | 20 | n |  | TRUE
158 | bus_MV_563_0_node_182 | 20 | n |  | TRUE
159 | bus_MV_563_0_node_161 | 20 | n |  | TRUE
160 | bus_MV_563_0_node_183 | 20 | n |  | TRUE
161 | bus_MV_563_0_node_159 | 20 | n |  | TRUE
162 | bus_MV_563_0_node_157 | 20 | n |  | TRUE
163 | bus_MV_563_0_node_164 | 20 | n |  | TRUE
164 | bus_MV_563_0_node_149 | 20 | n |  | TRUE
165 | bus_MV_563_0_node_150 | 20 | n |  | TRUE
166 | bus_MV_563_0_node_154 | 20 | n |  | TRUE
167 | bus_MV_563_0_node_158 | 20 | n |  | TRUE
168 | bus_MV_563_0_node_178 | 20 | n |  | TRUE
169 | bus_MV_563_0_node_165 | 20 | n |  | TRUE
170 | bus_MV_563_0_node_166 | 20 | n |  | TRUE
171 | bus_MV_563_0_node_167 | 20 | n |  | TRUE
172 | bus_MV_563_0_node_168 | 20 | n |  | TRUE
173 | bus_MV_563_0_node_173 | 20 | n |  | TRUE
174 | bus_MV_563_0_node_171 | 20 | n |  | TRUE
175 | bus_MV_563_0_node_187 | 20 | n |  | TRUE
176 | bus_HV_563_0_node_77 | 110 | n |  | TRUE

## load
| name | bus | p_mw | q_mvar | const_z_percent | const_i_percent | sn_mva | scaling | in_service | type
0 | MV_563_0_load_0 | 0 | 0.32662 | 0.15819 | 0 | 0 |  | 1 | TRUE | wye
1 | MV_563_0_load_3 | 3 | 0.14171 | 0.068632 | 0 | 0 |  | 1 | TRUE | wye
2 | MV_563_0_load_4 | 4 | 0.088359 | 0.042794 | 0 | 0 |  | 1 | TRUE | wye
3 | MV_563_0_load_179 | 5 | 0.35571 | 0.17228 | 0 | 0 |  | 1 | TRUE | wye
4 | MV_563_0_load_132 | 8 | 0.069796 | 0.033804 | 0 | 0 |  | 1 | TRUE | wye
5 | MV_563_0_load_68 | 11 | 0.2577 | 0.12481 | 0 | 0 |  | 1 | TRUE | wye
6 | MV_563_0_load_130 | 14 | 0.37931 | 0.18371 | 0 | 0 |  | 1 | TRUE | wye
7 | MV_563_0_load_125 | 16 | 0.11627 | 0.056312 | 0 | 0 |  | 1 | TRUE | wye
8 | MV_563_0_load_97 | 18 | 0.17891 | 0.08665 | 0 | 0 |  | 1 | TRUE | wye
9 | MV_563_0_load_21 | 19 | 0.070802 | 0.034291 | 0 | 0 |  | 1 | TRUE | wye
10 | MV_563_0_load_184 | 23 | 0.14443 | 0.06995 | 0 | 0 |  | 1 | TRUE | wye
11 | MV_563_0_load_69 | 25 | 0.1044 | 0.050564 | 0 | 0 |  | 1 | TRUE | wye
12 | MV_563_0_load_119 | 29 | 0.12969 | 0.062814 | 0 | 0 |  | 1 | TRUE | wye
13 | MV_563_0_load_124 | 31 | 0.10037 | 0.04861 | 0 | 0 |  | 1 | TRUE | wye
14 | MV_563_0_load_126 | 32 | 0.25091 | 0.12152 | 0 | 0 |  | 1 | TRUE | wye
15 | MV_563_0_load_11 | 37 | 0.38987 | 0.18882 | 0 | 0 |  | 1 | TRUE | wye
16 | MV_563_0_load_111 | 38 | 0.12884 | 0.062401 | 0 | 0 |  | 1 | TRUE | wye
17 | MV_563_0_load_20 | 39 | 0.18763 | 0.090872 | 0 | 0 |  | 1 | TRUE | wye
18 | MV_563_0_load_12 | 40 | 0.069733 | 0.033773 | 0 | 0 |  | 1 | TRUE | wye
19 | MV_563_0_load_42 | 41 | 0.088035 | 0.042637 | 0 | 0 |  | 1 | TRUE | wye
20 | MV_563_0_load_116 | 42 | 0.10364 | 0.050196 | 0 | 0 |  | 1 | TRUE | wye
21 | MV_563_0_load_41 | 43 | 0.08136 | 0.039404 | 0 | 0 |  | 1 | TRUE | wye
22 | MV_563_0_load_18 | 45 | 0.080718 | 0.039094 | 0 | 0 |  | 1 | TRUE | wye
23 | MV_563_0_load_24 | 46 | 0.07628 | 0.036944 | 0 | 0 |  | 1 | TRUE | wye
24 | MV_563_0_load_131 | 48 | 0.1137 | 0.055067 | 0 | 0 |  | 1 | TRUE | wye
25 | MV_563_0_load_17 | 49 | 0.093369 | 0.045221 | 0 | 0 |  | 1 | TRUE | wye
26 | MV_563_0_load_72 | 50 | 0.32681 | 0.15828 | 0 | 0 |  | 1 | TRUE | wye
27 | MV_563_0_load_114 | 51 | 0.10303 | 0.049899 | 0 | 0 |  | 1 | TRUE | wye
28 | MV_563_0_load_45 | 52 | 0.22068 | 0.10688 | 0 | 0 |  | 1 | TRUE | wye
29 | MV_563_0_load_54 | 55 | 0.21878 | 0.10596 | 0 | 0 |  | 1 | TRUE | wye
30 | MV_563_0_load_53 | 59 | 0.26215 | 0.12697 | 0 | 0 |  | 1 | TRUE | wye
31 | MV_563_0_load_16 | 60 | 0.35731 | 0.17305 | 0 | 0 |  | 1 | TRUE | wye
32 | MV_563_0_load_22 | 61 | 0.38443 | 0.18619 | 0 | 0 |  | 1 | TRUE | wye
33 | MV_563_0_load_135 | 65 | 0.079479 | 0.038493 | 0 | 0 |  | 1 | TRUE | wye
34 | MV_563_0_load_38 | 66 | 0.23709 | 0.11483 | 0 | 0 |  | 1 | TRUE | wye
35 | MV_563_0_load_115 | 68 | 0.093854 | 0.045455 | 0 | 0 |  | 1 | TRUE | wye
36 | MV_563_0_load_26 | 70 | 0.20529 | 0.099427 | 0 | 0 |  | 1 | TRUE | wye
37 | MV_563_0_load_181 | 72 | 0.16064 | 0.0778 | 0 | 0 |  | 1 | TRUE | wye
38 | MV_563_0_load_180 | 74 | 0.21725 | 0.10522 | 0 | 0 |  | 1 | TRUE | wye
39 | MV_563_0_load_32 | 75 | 0.27164 | 0.13156 | 0 | 0 |  | 1 | TRUE | wye
40 | MV_563_0_load_175 | 76 | 0.2615 | 0.12665 | 0 | 0 |  | 1 | TRUE | wye
41 | MV_563_0_load_34 | 78 | 0.060885 | 0.029488 | 0 | 0 |  | 1 | TRUE | wye
42 | MV_563_0_load_31 | 79 | 0.13576 | 0.065753 | 0 | 0 |  | 1 | TRUE | wye
43 | MV_563_0_load_33 | 80 | 0.1267 | 0.061362 | 0 | 0 |  | 1 | TRUE | wye
44 | MV_563_0_load_80 | 84 | 0.34172 | 0.1655 | 0 | 0 |  | 1 | TRUE | wye
45 | MV_563_0_load_174 | 85 | 0.11742 | 0.056868 | 0 | 0 |  | 1 | TRUE | wye
46 | MV_563_0_load_136 | 88 | 0.38987 | 0.18882 | 0 | 0 |  | 1 | TRUE | wye
47 | MV_563_0_load_152 | 89 | 0.21623 | 0.10473 | 0 | 0 |  | 1 | TRUE | wye
48 | MV_563_0_load_66 | 90 | 0.10179 | 0.0493 | 0 | 0 |  | 1 | TRUE | wye
49 | MV_563_0_load_39 | 91 | 0.20723 | 0.10037 | 0 | 0 |  | 1 | TRUE | wye
50 | MV_563_0_load_65 | 94 | 0.11738 | 0.05685 | 0 | 0 |  | 1 | TRUE | wye
51 | MV_563_0_load_129 | 95 | 0.30437 | 0.14741 | 0 | 0 |  | 1 | TRUE | wye
52 | MV_563_0_load_64 | 96 | 0.29056 | 0.14072 | 0 | 0 |  | 1 | TRUE | wye
53 | MV_563_0_load_117 | 97 | 0.12292 | 0.059535 | 0 | 0 |  | 1 | TRUE | wye
54 | MV_563_0_load_73 | 99 | 0.18552 | 0.089851 | 0 | 0 |  | 1 | TRUE | wye
55 | MV_563_0_load_122 | 100 | 0.072477 | 0.035102 | 0 | 0 |  | 1 | TRUE | wye
56 | MV_563_0_load_55 | 101 | 0.26097 | 0.12639 | 0 | 0 |  | 1 | TRUE | wye
57 | MV_563_0_load_57 | 103 | 0.19026 | 0.092149 | 0 | 0 |  | 1 | TRUE | wye
58 | MV_563_0_load_60 | 104 | 0.35905 | 0.17389 | 0 | 0 |  | 1 | TRUE | wye
59 | MV_563_0_load_133 | 105 | 0.14934 | 0.072329 | 0 | 0 |  | 1 | TRUE | wye
60 | MV_563_0_load_85 | 109 | 0.24358 | 0.11797 | 0 | 0 |  | 1 | TRUE | wye
61 | MV_563_0_load_147 | 111 | 0.11045 | 0.053493 | 0 | 0 |  | 1 | TRUE | wye
62 | MV_563_0_load_146 | 112 | 0.26482 | 0.12826 | 0 | 0 |  | 1 | TRUE | wye
63 | MV_563_0_load_163 | 113 | 0.26112 | 0.12646 | 0 | 0 |  | 1 | TRUE | wye
64 | MV_563_0_load_76 | 115 | 0.13649 | 0.066107 | 0 | 0 |  | 1 | TRUE | wye
65 | MV_563_0_load_156 | 117 | 0.13704 | 0.066371 | 0 | 0 |  | 1 | TRUE | wye
66 | MV_563_0_load_176 | 118 | 0.25969 | 0.12577 | 0 | 0 |  | 1 | TRUE | wye
67 | MV_563_0_load_83 | 120 | 0.29433 | 0.14255 | 0 | 0 |  | 1 | TRUE | wye
68 | MV_563_0_load_155 | 121 | 0.21573 | 0.10448 | 0 | 0 |  | 1 | TRUE | wye
69 | MV_563_0_load_94 | 123 | 0.40094 | 0.19418 | 0 | 0 |  | 1 | TRUE | wye
70 | MV_563_0_load_148 | 125 | 0.65095 | 0.31527 | 0 | 0 |  | 1 | TRUE | wye
71 | MV_563_0_load_153 | 126 | 0.39279 | 0.19024 | 0 | 0 |  | 1 | TRUE | wye
72 | MV_563_0_load_143 | 129 | 0.10516 | 0.050933 | 0 | 0 |  | 1 | TRUE | wye
73 | MV_563_0_load_144 | 130 | 0.12879 | 0.062378 | 0 | 0 |  | 1 | TRUE | wye
74 | MV_563_0_load_140 | 131 | 0.2322 | 0.11246 | 0 | 0 |  | 1 | TRUE | wye
75 | MV_563_0_load_145 | 132 | 0.18652 | 0.090335 | 0 | 0 |  | 1 | TRUE | wye
76 | MV_563_0_load_134 | 134 | 0.47312 | 0.22914 | 0 | 0 |  | 1 | TRUE | wye
77 | MV_563_0_load_99 | 136 | 0.34468 | 0.16694 | 0 | 0 |  | 1 | TRUE | wye
78 | MV_563_0_load_186 | 142 | 0.25486 | 0.12343 | 0 | 0 |  | 1 | TRUE | wye
79 | MV_563_0_load_185 | 143 | 0.2895 | 0.14021 | 0 | 0 |  | 1 | TRUE | wye
80 | MV_563_0_load_104 | 144 | 0.19899 | 0.096374 | 0 | 0 |  | 1 | TRUE | wye
81 | MV_563_0_load_106 | 145 | 0.33908 | 0.16422 | 0 | 0 |  | 1 | TRUE | wye
82 | MV_563_0_load_107 | 147 | 0.2956 | 0.14316 | 0 | 0 |  | 1 | TRUE | wye
83 | MV_563_0_load_172 | 150 | 0.094335 | 0.045689 | 0 | 0 |  | 1 | TRUE | wye
84 | MV_563_0_load_137 | 152 | 0.08092 | 0.039192 | 0 | 0 |  | 1 | TRUE | wye
85 | MV_563_0_load_138 | 153 | 0.38865 | 0.18823 | 0 | 0 |  | 1 | TRUE | wye
86 | MV_563_0_load_177 | 155 | 0.14686 | 0.071125 | 0 | 0 |  | 1 | TRUE | wye
87 | MV_563_0_load_182 | 158 | 0.2104 | 0.1019 | 0 | 0 |  | 1 | TRUE | wye
88 | MV_563_0_load_183 | 160 | 0.15392 | 0.074544 | 0 | 0 |  | 1 | TRUE | wye
89 | MV_563_0_load_157 | 162 | 0.068593 | 0.033221 | 0 | 0 |  | 1 | TRUE | wye
90 | MV_563_0_load_164 | 163 | 0.23203 | 0.11238 | 0 | 0 |  | 1 | TRUE | wye
91 | MV_563_0_load_149 | 164 | 1.0641 | 0.51539 | 0 | 0 |  | 1 | TRUE | wye
92 | MV_563_0_load_154 | 166 | 0.15981 | 0.077402 | 0 | 0 |  | 1 | TRUE | wye
93 | MV_563_0_load_158 | 167 | 0.090596 | 0.043878 | 0 | 0 |  | 1 | TRUE | wye
94 | MV_563_0_load_178 | 168 | 0.23209 | 0.11241 | 0 | 0 |  | 1 | TRUE | wye
95 | MV_563_0_load_165 | 169 | 0.11179 | 0.054143 | 0 | 0 |  | 1 | TRUE | wye
96 | MV_563_0_load_173 | 173 | 0.071242 | 0.034504 | 0 | 0 |  | 1 | TRUE | wye
97 | MV_563_0_load_187 | 175 | 0.24222 | 0.11731 | 0 | 0 |  | 1 | TRUE | wye

## ext_grid
| name | bus | vm_pu | va_degree | slack_weight | in_service
0 |  | 116 | 1 | 0 | 1 | TRUE

## line
| name | std_type | from_bus | to_bus | length_km | r_ohm_per_km | x_ohm_per_km | c_nf_per_km | g_us_per_km | max_i_ka | df | parallel | type | in_service
0 | MV_563_0_line_0 |  | 0 | 1 | 0.005014 | 0.445 | 0.132 | 190 | 0 | 0.22 | 1 | 1 | cs | TRUE
1 | MV_563_0_line_1 |  | 1 | 2 | 0.18193 | 0.445 | 0.132 | 190 | 0 | 0.22 | 1 | 1 | cs | TRUE
2 | MV_563_0_line_2 |  | 2 | 7 | 0.064347 | 0.445 | 0.132 | 190 | 0 | 0.22 | 1 | 1 | cs | TRUE
3 | MV_563_0_line_3 |  | 2 | 8 | 0.037262 | 0.445 | 0.132 | 190 | 0 | 0.22 | 1 | 1 | cs | TRUE
4 | MV_563_0_line_4 |  | 3 | 4 | 0.017014 | 0.445 | 0.132 | 190 | 0 | 0.22 | 1 | 1 | cs | TRUE
5 | MV_563_0_line_5 |  | 4 | 6 | 0.087651 | 0.5939 | 0.372 | 9.5 | 0 | 0.21 | 1 | 1 | ol | TRUE
6 | MV_563_0_line_6 |  | 5 | 6 | 0.082747 | 0.445 | 0.132 | 190 | 0 | 0.22 | 1 | 1 | cs | TRUE
7 | MV_563_0_line_7 |  | 6 | 21 | 0.3493 | 0.445 | 0.132 | 190 | 0 | 0.22 | 1 | 1 | cs | TRUE
8 | MV_563_0_line_8 |  | 6 | 17 | 0.21726 | 0.445 | 0.132 | 190 | 0 | 0.22 | 1 | 1 | cs | TRUE
9 | MV_563_0_line_9 |  | 7 | 9 | 0.56688 | 0.161 | 0.117 | 273 | 0 | 0.362 | 1 | 1 | cs | TRUE
10 | MV_563_0_line_10 |  | 7 | 10 | 0.93653 | 0.445 | 0.132 | 190 | 0 | 0.22 | 1 | 1 | cs | TRUE
11 | MV_563_0_line_11 |  | 7 | 11 | 0.059998 | 0.5939 | 0.372 | 9.5 | 0 | 0.21 | 1 | 1 | ol | TRUE
12 | MV_563_0_line_12 |  | 9 | 12 | 0.071272 | 0.061 | 0.056 | 608 | 0 | 0.842 | 1 | 1 | cs | TRUE
13 | MV_563_0_line_13 |  | 9 | 13 | 0.15212 | 0.445 | 0.132 | 190 | 0 | 0.22 | 1 | 1 | cs | TRUE
14 | MV_563_0_line_14 |  | 9 | 14 | 0.049285 | 0.1188 | 0.172 | 20.6 | 0 | 0.82 | 1 | 1 | ol | TRUE
15 | MV_563_0_line_15 |  | 10 | 17 | 1.151 | 0.445 | 0.132 | 190 | 0 | 0.22 | 1 | 1 | cs | TRUE
16 | MV_563_0_line_16 |  | 10 | 18 | 0.058644 | 0.445 | 0.132 | 190 | 0 | 0.22 | 1 | 1 | cs | TRUE
17 | MV_563_0_line_17 |  | 11 | 25 | 0.062165 | 0.445 | 0.132 | 190 | 0 | 0.22 | 1 | 1 | cs | TRUE
18 | MV_563_0_line_18 |  | 12 | 15 | 0.13649 | 0.161 | 0.117 | 273 | 0 | 0.362 | 1 | 1 | cs | TRUE
19 | MV_563_0_line_19 |  | 12 | 16 | 0.041267 | 0.445 | 0.132 | 190 | 0 | 0.22 | 1 | 1 | cs | TRUE
20 | MV_563_0_line_20 |  | 13 | 19 | 0.081054 | 0.445 | 0.132 | 190 | 0 | 0.22 | 1 | 1 | cs | TRUE
21 | MV_563_0_line_21 |  | 13 | 20 | 0.050044 | 0.445 | 0.132 | 190 | 0 | 0.22 | 1 | 1 | cs | TRUE
22 | MV_563_0_line_22 |  | 14 | 30 | 0.024375 | 0.061 | 0.056 | 608 | 0 | 0.842 | 1 | 1 | cs | TRUE
23 | MV_563_0_line_23 |  | 14 | 34 | 0.024655 | 0.445 | 0.132 | 190 | 0 | 0.22 | 1 | 1 | cs | TRUE
24 | MV_563_0_line_24 |  | 15 | 35 | 0.27274 | 0.445 | 0.132 | 190 | 0 | 0.22 | 1 | 1 | cs | TRUE
25 | MV_563_0_line_25 |  | 15 | 36 | 0.46308 | 0.445 | 0.132 | 190 | 0 | 0.22 | 1 | 1 | cs | TRUE
26 | MV_563_0_line_26 |  | 15 | 37 | 0.04656 | 0.445 | 0.132 | 190 | 0 | 0.22 | 1 | 1 | cs | TRUE
27 | MV_563_0_line_27 |  | 17 | 38 | 0.09972 | 0.445 | 0.132 | 190 | 0 | 0.22 | 1 | 1 | cs | TRUE
28 | MV_563_0_line_28 |  | 20 | 39 | 0.051713 | 0.445 | 0.132 | 190 | 0 | 0.22 | 1 | 1 | cs | TRUE
29 | MV_563_0_line_29 |  | 21 | 134 | 0.098366 | 0.445 | 0.132 | 190 | 0 | 0.22 | 1 | 1 | cs | TRUE
30 | MV_563_0_line_30 |  | 22 | 23 | 0.016452 | 0.445 | 0.132 | 190 | 0 | 0.22 | 1 | 1 | cs | TRUE
31 | MV_563_0_line_31 |  | 22 | 24 | 0.44487 | 0.445 | 0.132 | 190 | 0 | 0.22 | 1 | 1 | cs | TRUE
32 | MV_563_0_line_32 |  | 24 | 106 | 0.38631 | 0.445 | 0.132 | 190 | 0 | 0.22 | 1 | 1 | cs | TRUE
33 | MV_563_0_line_33 |  | 24 | 110 | 0.39355 | 0.445 | 0.132 | 190 | 0 | 0.22 | 1 | 1 | cs | TRUE
34 | MV_563_0_line_34 |  | 25 | 105 | 0.11103 | 0.5939 | 0.372 | 9.5 | 0 | 0.21 | 1 | 1 | ol | TRUE
35 | MV_563_0_line_35 |  | 26 | 27 | 0.065972 | 0.061 | 0.056 | 608 | 0 | 0.842 | 1 | 1 | cs | TRUE
36 | MV_563_0_line_36 |  | 26 | 28 | 0.061374 | 0.061 | 0.056 | 608 | 0 | 0.842 | 1 | 1 | cs | TRUE
37 | MV_563_0_line_37 |  | 26 | 29 | 0.035726 | 0.445 | 0.132 | 190 | 0 | 0.22 | 1 | 1 | cs | TRUE
38 | MV_563_0_line_38 |  | 27 | 30 | 0.056005 | 0.061 | 0.056 | 608 | 0 | 0.842 | 1 | 1 | cs | TRUE
39 | MV_563_0_line_39 |  | 27 | 31 | 0.093375 | 0.445 | 0.132 | 190 | 0 | 0.22 | 1 | 1 | cs | TRUE
40 | MV_563_0_line_40 |  | 28 | 100 | 0.073768 | 0.061 | 0.056 | 608 | 0 | 0.842 | 1 | 1 | cs | TRUE
41 | MV_563_0_line_41 |  | 28 | 98 | 0.035561 | 0.445 | 0.132 | 190 | 0 | 0.22 | 1 | 1 | cs | TRUE
42 | MV_563_0_line_42 |  | 31 | 95 | 0.057995 | 0.445 | 0.132 | 190 | 0 | 0.22 | 1 | 1 | cs | TRUE
43 | MV_563_0_line_43 |  | 32 | 33 | 0.052796 | 0.445 | 0.132 | 190 | 0 | 0.22 | 1 | 1 | cs | TRUE
44 | MV_563_0_line_44 |  | 33 | 34 | 0.052322 | 0.445 | 0.132 | 190 | 0 | 0.22 | 1 | 1 | cs | TRUE
45 | MV_563_0_line_45 |  | 35 | 44 | 0.56147 | 0.445 | 0.132 | 190 | 0 | 0.22 | 1 | 1 | cs | TRUE
46 | MV_563_0_line_46 |  | 35 | 45 | 0.049493 | 0.445 | 0.132 | 190 | 0 | 0.22 | 1 | 1 | cs | TRUE
47 | MV_563_0_line_47 |  | 36 | 46 | 0.09341 | 0.445 | 0.132 | 190 | 0 | 0.22 | 1 | 1 | cs | TRUE
48 | MV_563_0_line_48 |  | 37 | 40 | 0.092706 | 0.5939 | 0.372 | 9.5 | 0 | 0.21 | 1 | 1 | ol | TRUE
49 | MV_563_0_line_49 |  | 38 | 135 | 0.027337 | 0.445 | 0.132 | 190 | 0 | 0.22 | 1 | 1 | cs | TRUE
50 | MV_563_0_line_50 |  | 40 | 41 | 0.065641 | 0.5939 | 0.372 | 9.5 | 0 | 0.21 | 1 | 1 | ol | TRUE
51 | MV_563_0_line_51 |  | 41 | 43 | 0.013489 | 0.445 | 0.132 | 190 | 0 | 0.22 | 1 | 1 | cs | TRUE
52 | MV_563_0_line_52 |  | 41 | 42 | 0.029225 | 0.445 | 0.132 | 190 | 0 | 0.22 | 1 | 1 | cs | TRUE
53 | MV_563_0_line_53 |  | 43 | 91 | 0.033655 | 0.445 | 0.132 | 190 | 0 | 0.22 | 1 | 1 | cs | TRUE
54 | MV_563_0_line_54 |  | 44 | 47 | 0.37737 | 0.445 | 0.132 | 190 | 0 | 0.22 | 1 | 1 | cs | TRUE
55 | MV_563_0_line_55 |  | 44 | 48 | 0.023011 | 0.445 | 0.132 | 190 | 0 | 0.22 | 1 | 1 | cs | TRUE
56 | MV_563_0_line_56 |  | 45 | 49 | 0.029783 | 0.445 | 0.132 | 190 | 0 | 0.22 | 1 | 1 | cs | TRUE
57 | MV_563_0_line_57 |  | 46 | 51 | 0.45813 | 0.5939 | 0.372 | 9.5 | 0 | 0.21 | 1 | 1 | ol | TRUE
58 | MV_563_0_line_58 |  | 47 | 50 | 0.012174 | 0.445 | 0.132 | 190 | 0 | 0.22 | 1 | 1 | cs | TRUE
59 | MV_563_0_line_59 |  | 49 | 60 | 0.021418 | 0.445 | 0.132 | 190 | 0 | 0.22 | 1 | 1 | cs | TRUE
60 | MV_563_0_line_60 |  | 51 | 68 | 0.036639 | 0.445 | 0.132 | 190 | 0 | 0.22 | 1 | 1 | cs | TRUE
61 | MV_563_0_line_61 |  | 51 | 57 | 0.054354 | 0.445 | 0.132 | 190 | 0 | 0.22 | 1 | 1 | cs | TRUE
62 | MV_563_0_line_62 |  | 52 | 53 | 0.008768 | 0.445 | 0.132 | 190 | 0 | 0.22 | 1 | 1 | cs | TRUE
63 | MV_563_0_line_63 |  | 52 | 54 | 0.082393 | 0.445 | 0.132 | 190 | 0 | 0.22 | 1 | 1 | cs | TRUE
64 | MV_563_0_line_64 |  | 52 | 55 | 0.2967 | 0.5939 | 0.372 | 9.5 | 0 | 0.21 | 1 | 1 | ol | TRUE
65 | MV_563_0_line_65 |  | 53 | 67 | 0.29568 | 0.445 | 0.132 | 190 | 0 | 0.22 | 1 | 1 | cs | TRUE
66 | MV_563_0_line_66 |  | 54 | 56 | 0.19895 | 0.445 | 0.132 | 190 | 0 | 0.22 | 1 | 1 | cs | TRUE
67 | MV_563_0_line_67 |  | 56 | 57 | 0.21842 | 0.445 | 0.132 | 190 | 0 | 0.22 | 1 | 1 | cs | TRUE
68 | MV_563_0_line_68 |  | 56 | 58 | 0.61283 | 0.445 | 0.132 | 190 | 0 | 0.22 | 1 | 1 | cs | TRUE
69 | MV_563_0_line_69 |  | 56 | 59 | 0.006351 | 0.445 | 0.132 | 190 | 0 | 0.22 | 1 | 1 | cs | TRUE
70 | MV_563_0_line_70 |  | 57 | 64 | 0.18738 | 0.445 | 0.132 | 190 | 0 | 0.22 | 1 | 1 | cs | TRUE
71 | MV_563_0_line_71 |  | 58 | 101 | 0.12177 | 0.5939 | 0.372 | 9.5 | 0 | 0.21 | 1 | 1 | ol | TRUE
72 | MV_563_0_line_72 |  | 61 | 62 | 0.004296 | 0.445 | 0.132 | 190 | 0 | 0.22 | 1 | 1 | cs | TRUE
73 | MV_563_0_line_73 |  | 62 | 63 | 0.20229 | 0.445 | 0.132 | 190 | 0 | 0.22 | 1 | 1 | cs | TRUE
74 | MV_563_0_line_74 |  | 63 | 66 | 0.073392 | 0.445 | 0.132 | 190 | 0 | 0.22 | 1 | 1 | cs | TRUE
75 | MV_563_0_line_75 |  | 64 | 65 | 0.074049 | 0.445 | 0.132 | 190 | 0 | 0.22 | 1 | 1 | cs | TRUE
76 | MV_563_0_line_76 |  | 66 | 69 | 0.11127 | 0.445 | 0.132 | 190 | 0 | 0.22 | 1 | 1 | cs | TRUE
77 | MV_563_0_line_77 |  | 67 | 76 | 0.052037 | 0.445 | 0.132 | 190 | 0 | 0.22 | 1 | 1 | cs | TRUE
78 | MV_563_0_line_78 |  | 69 | 90 | 0.03869 | 0.5939 | 0.372 | 9.5 | 0 | 0.21 | 1 | 1 | ol | TRUE
79 | MV_563_0_line_79 |  | 69 | 91 | 0.08029 | 0.5939 | 0.372 | 9.5 | 0 | 0.21 | 1 | 1 | ol | TRUE
80 | MV_563_0_line_80 |  | 70 | 71 | 0.077614 | 0.5939 | 0.372 | 9.5 | 0 | 0.21 | 1 | 1 | ol | TRUE
81 | MV_563_0_line_81 |  | 70 | 72 | 0.35665 | 0.5939 | 0.372 | 9.5 | 0 | 0.21 | 1 | 1 | ol | TRUE
82 | MV_563_0_line_82 |  | 71 | 73 | 0.17992 | 0.445 | 0.132 | 190 | 0 | 0.22 | 1 | 1 | cs | TRUE
83 | MV_563_0_line_83 |  | 72 | 74 | 0.10862 | 0.5939 | 0.372 | 9.5 | 0 | 0.21 | 1 | 1 | ol | TRUE
84 | MV_563_0_line_84 |  | 73 | 75 | 0.1236 | 0.5939 | 0.372 | 9.5 | 0 | 0.21 | 1 | 1 | ol | TRUE
85 | MV_563_0_line_85 |  | 74 | 133 | 0.016788 | 0.445 | 0.132 | 190 | 0 | 0.22 | 1 | 1 | cs | TRUE
86 | MV_563_0_line_86 |  | 75 | 77 | 0.44978 | 0.5939 | 0.372 | 9.5 | 0 | 0.21 | 1 | 1 | ol | TRUE
87 | MV_563_0_line_87 |  | 77 | 78 | 0.050719 | 0.445 | 0.132 | 190 | 0 | 0.22 | 1 | 1 | cs | TRUE
88 | MV_563_0_line_88 |  | 78 | 80 | 0.37681 | 0.5939 | 0.372 | 9.5 | 0 | 0.21 | 1 | 1 | ol | TRUE
89 | MV_563_0_line_89 |  | 79 | 80 | 0.28629 | 0.5939 | 0.372 | 9.5 | 0 | 0.21 | 1 | 1 | ol | TRUE
90 | MV_563_0_line_90 |  | 81 | 82 | 0.93916 | 0.445 | 0.132 | 190 | 0 | 0.22 | 1 | 1 | cs | TRUE
91 | MV_563_0_line_91 |  | 81 | 83 | 0.48071 | 0.445 | 0.132 | 190 | 0 | 0.22 | 1 | 1 | cs | TRUE
92 | MV_563_0_line_92 |  | 81 | 84 | 0.033349 | 0.5939 | 0.372 | 9.5 | 0 | 0.21 | 1 | 1 | ol | TRUE
93 | MV_563_0_line_93 |  | 82 | 86 | 0.49866 | 0.445 | 0.132 | 190 | 0 | 0.22 | 1 | 1 | cs | TRUE
94 | MV_563_0_line_94 |  | 82 | 87 | 0.072983 | 0.445 | 0.132 | 190 | 0 | 0.22 | 1 | 1 | cs | TRUE
95 | MV_563_0_line_95 |  | 82 | 88 | 0.057401 | 0.445 | 0.132 | 190 | 0 | 0.22 | 1 | 1 | cs | TRUE
96 | MV_563_0_line_96 |  | 83 | 85 | 0.008905 | 0.445 | 0.132 | 190 | 0 | 0.22 | 1 | 1 | cs | TRUE
97 | MV_563_0_line_97 |  | 86 | 89 | 0.090793 | 0.445 | 0.132 | 190 | 0 | 0.22 | 1 | 1 | cs | TRUE
98 | MV_563_0_line_98 |  | 87 | 120 | 0.083815 | 0.445 | 0.132 | 190 | 0 | 0.22 | 1 | 1 | cs | TRUE
99 | MV_563_0_line_99 |  | 88 | 107 | 0.095329 | 0.445 | 0.132 | 190 | 0 | 0.22 | 1 | 1 | cs | TRUE
100 | MV_563_0_line_100 |  | 89 | 121 | 0.033557 | 0.445 | 0.132 | 190 | 0 | 0.22 | 1 | 1 | cs | TRUE
101 | MV_563_0_line_101 |  | 90 | 96 | 0.01861 | 0.445 | 0.132 | 190 | 0 | 0.22 | 1 | 1 | cs | TRUE
102 | MV_563_0_line_102 |  | 92 | 93 | 0.075617 | 0.445 | 0.132 | 190 | 0 | 0.22 | 1 | 1 | cs | TRUE
103 | MV_563_0_line_103 |  | 92 | 94 | 0.040792 | 0.445 | 0.132 | 190 | 0 | 0.22 | 1 | 1 | cs | TRUE
104 | MV_563_0_line_104 |  | 92 | 95 | 0.093275 | 0.5939 | 0.372 | 9.5 | 0 | 0.21 | 1 | 1 | ol | TRUE
105 | MV_563_0_line_105 |  | 93 | 97 | 0.10019 | 0.445 | 0.132 | 190 | 0 | 0.22 | 1 | 1 | cs | TRUE
106 | MV_563_0_line_106 |  | 98 | 99 | 0.047442 | 0.445 | 0.132 | 190 | 0 | 0.22 | 1 | 1 | cs | TRUE
107 | MV_563_0_line_107 |  | 99 | 113 | 0.16804 | 0.5939 | 0.372 | 9.5 | 0 | 0.21 | 1 | 1 | ol | TRUE
108 | MV_563_0_line_108 |  | 100 | 114 | 0.085117 | 0.061 | 0.056 | 608 | 0 | 0.842 | 1 | 1 | cs | TRUE
109 | MV_563_0_line_109 |  | 101 | 104 | 0.27626 | 0.5939 | 0.372 | 9.5 | 0 | 0.21 | 1 | 1 | ol | TRUE
110 | MV_563_0_line_110 |  | 102 | 103 | 0.06565 | 0.445 | 0.132 | 190 | 0 | 0.22 | 1 | 1 | cs | TRUE
111 | MV_563_0_line_111 |  | 102 | 104 | 0.10565 | 0.5939 | 0.372 | 9.5 | 0 | 0.21 | 1 | 1 | ol | TRUE
112 | MV_563_0_line_112 |  | 106 | 107 | 0.28692 | 0.445 | 0.132 | 190 | 0 | 0.22 | 1 | 1 | cs | TRUE
113 | MV_563_0_line_113 |  | 106 | 108 | 0.74464 | 0.161 | 0.117 | 273 | 0 | 0.362 | 1 | 1 | cs | TRUE
114 | MV_563_0_line_114 |  | 106 | 109 | 0.1022 | 0.5939 | 0.372 | 9.5 | 0 | 0.21 | 1 | 1 | ol | TRUE
115 | MV_563_0_line_115 |  | 107 | 124 | 0.38707 | 0.445 | 0.132 | 190 | 0 | 0.22 | 1 | 1 | cs | TRUE
116 | MV_563_0_line_116 |  | 108 | 126 | 0.10355 | 0.445 | 0.132 | 190 | 0 | 0.22 | 1 | 1 | cs | TRUE
117 | MV_563_0_line_117 |  | 108 | 119 | 0.29936 | 0.103 | 0.058 | 500 | 0 | 0.638 | 1 | 1 | cs | TRUE
118 | MV_563_0_line_118 |  | 108 | 122 | 0.11625 | 0.445 | 0.132 | 190 | 0 | 0.22 | 1 | 1 | cs | TRUE
119 | MV_563_0_line_119 |  | 110 | 111 | 0.035065 | 0.445 | 0.132 | 190 | 0 | 0.22 | 1 | 1 | cs | TRUE
120 | MV_563_0_line_120 |  | 110 | 112 | 0.048073 | 0.5939 | 0.372 | 9.5 | 0 | 0.21 | 1 | 1 | ol | TRUE
121 | MV_563_0_line_121 |  | 112 | 132 | 0.020835 | 0.445 | 0.132 | 190 | 0 | 0.22 | 1 | 1 | cs | TRUE
122 | MV_563_0_line_122 |  | 114 | 116 | 0.13014 | 0.061 | 0.056 | 608 | 0 | 0.842 | 1 | 1 | cs | TRUE
123 | MV_563_0_line_123 |  | 115 | 116 | 0.020898 | 0.061 | 0.056 | 608 | 0 | 0.842 | 1 | 1 | cs | TRUE
124 | MV_563_0_line_124 |  | 115 | 117 | 0.17641 | 0.1188 | 0.172 | 20.6 | 0 | 0.82 | 1 | 1 | ol | TRUE
125 | MV_563_0_line_125 |  | 117 | 118 | 0.16198 | 0.5939 | 0.372 | 9.5 | 0 | 0.21 | 1 | 1 | ol | TRUE
126 | MV_563_0_line_126 |  | 117 | 119 | 0.056176 | 0.061 | 0.056 | 608 | 0 | 0.842 | 1 | 1 | cs | TRUE
127 | MV_563_0_line_127 |  | 121 | 166 | 0.02907 | 0.445 | 0.132 | 190 | 0 | 0.22 | 1 | 1 | cs | TRUE
128 | MV_563_0_line_128 |  | 122 | 123 | 0.046922 | 0.445 | 0.132 | 190 | 0 | 0.22 | 1 | 1 | cs | TRUE
129 | MV_563_0_line_129 |  | 123 | 127 | 0.006783 | 0.445 | 0.132 | 190 | 0 | 0.22 | 1 | 1 | cs | TRUE
130 | MV_563_0_line_130 |  | 124 | 125 | 0.087432 | 0.445 | 0.132 | 190 | 0 | 0.22 | 1 | 1 | cs | TRUE
131 | MV_563_0_line_131 |  | 126 | 128 | 0.064809 | 0.445 | 0.132 | 190 | 0 | 0.22 | 1 | 1 | cs | TRUE
132 | MV_563_0_line_132 |  | 127 | 133 | 0.13064 | 0.445 | 0.132 | 190 | 0 | 0.22 | 1 | 1 | cs | TRUE
133 | MV_563_0_line_133 |  | 128 | 165 | 0.042721 | 0.445 | 0.132 | 190 | 0 | 0.22 | 1 | 1 | cs | TRUE
134 | MV_563_0_line_134 |  | 129 | 130 | 0.016527 | 0.445 | 0.132 | 190 | 0 | 0.22 | 1 | 1 | cs | TRUE
135 | MV_563_0_line_135 |  | 129 | 131 | 0.032987 | 0.445 | 0.132 | 190 | 0 | 0.22 | 1 | 1 | cs | TRUE
136 | MV_563_0_line_136 |  | 130 | 132 | 0.0064026 | 0.445 | 0.132 | 190 | 0 | 0.22 | 1 | 1 | cs | TRUE
137 | MV_563_0_line_137 |  | 131 | 153 | 0.039469 | 0.445 | 0.132 | 190 | 0 | 0.22 | 1 | 1 | cs | TRUE
138 | MV_563_0_line_138 |  | 135 | 149 | 0.32954 | 0.445 | 0.132 | 190 | 0 | 0.22 | 1 | 1 | cs | TRUE
139 | MV_563_0_line_139 |  | 135 | 148 | 0.50822 | 0.445 | 0.132 | 190 | 0 | 0.22 | 1 | 1 | cs | TRUE
140 | MV_563_0_line_140 |  | 136 | 137 | 0.039125 | 0.445 | 0.132 | 190 | 0 | 0.22 | 1 | 1 | cs | TRUE
141 | MV_563_0_line_141 |  | 137 | 138 | 0.54899 | 0.445 | 0.132 | 190 | 0 | 0.22 | 1 | 1 | cs | TRUE
142 | MV_563_0_line_142 |  | 138 | 140 | 0.94112 | 0.445 | 0.132 | 190 | 0 | 0.22 | 1 | 1 | cs | TRUE
143 | MV_563_0_line_143 |  | 138 | 143 | 0.015555 | 0.445 | 0.132 | 190 | 0 | 0.22 | 1 | 1 | cs | TRUE
144 | MV_563_0_line_144 |  | 139 | 140 | 0.63823 | 0.445 | 0.132 | 190 | 0 | 0.22 | 1 | 1 | cs | TRUE
145 | MV_563_0_line_145 |  | 139 | 141 | 1.1297 | 0.445 | 0.132 | 190 | 0 | 0.22 | 1 | 1 | cs | TRUE
146 | MV_563_0_line_146 |  | 139 | 142 | 0.038386 | 0.445 | 0.132 | 190 | 0 | 0.22 | 1 | 1 | cs | TRUE
147 | MV_563_0_line_147 |  | 140 | 144 | 0.13257 | 0.5939 | 0.372 | 9.5 | 0 | 0.21 | 1 | 1 | ol | TRUE
148 | MV_563_0_line_148 |  | 141 | 145 | 0.031204 | 0.445 | 0.132 | 190 | 0 | 0.22 | 1 | 1 | cs | TRUE
149 | MV_563_0_line_149 |  | 142 | 146 | 0.007518 | 0.445 | 0.132 | 190 | 0 | 0.22 | 1 | 1 | cs | TRUE
150 | MV_563_0_line_150 |  | 146 | 174 | 0.23616 | 0.445 | 0.132 | 190 | 0 | 0.22 | 1 | 1 | cs | TRUE
151 | MV_563_0_line_151 |  | 146 | 171 | 0.43441 | 0.445 | 0.132 | 190 | 0 | 0.22 | 1 | 1 | cs | TRUE
152 | MV_563_0_line_152 |  | 147 | 148 | 0.013187 | 0.445 | 0.132 | 190 | 0 | 0.22 | 1 | 1 | cs | TRUE
153 | MV_563_0_line_153 |  | 149 | 150 | 0.01304 | 0.445 | 0.132 | 190 | 0 | 0.22 | 1 | 1 | cs | TRUE
154 | MV_563_0_line_154 |  | 150 | 151 | 0.0042191 | 0.445 | 0.132 | 190 | 0 | 0.22 | 1 | 1 | cs | TRUE
155 | MV_563_0_line_155 |  | 151 | 171 | 0.024045 | 0.445 | 0.132 | 190 | 0 | 0.22 | 1 | 1 | cs | TRUE
156 | MV_563_0_line_156 |  | 152 | 153 | 0.065422 | 0.5939 | 0.372 | 9.5 | 0 | 0.21 | 1 | 1 | ol | TRUE
157 | MV_563_0_line_157 |  | 152 | 154 | 0.10789 | 0.5939 | 0.372 | 9.5 | 0 | 0.21 | 1 | 1 | ol | TRUE
158 | MV_563_0_line_158 |  | 154 | 155 | 0.029999 | 0.445 | 0.132 | 190 | 0 | 0.22 | 1 | 1 | cs | TRUE
159 | MV_563_0_line_159 |  | 154 | 156 | 0.4714 | 0.445 | 0.132 | 190 | 0 | 0.22 | 1 | 1 | cs | TRUE
160 | MV_563_0_line_160 |  | 154 | 157 | 0.36806 | 0.445 | 0.132 | 190 | 0 | 0.22 | 1 | 1 | cs | TRUE
161 | MV_563_0_line_161 |  | 156 | 158 | 0.025089 | 0.445 | 0.132 | 190 | 0 | 0.22 | 1 | 1 | cs | TRUE
162 | MV_563_0_line_162 |  | 157 | 163 | 0.0023342 | 0.445 | 0.132 | 190 | 0 | 0.22 | 1 | 1 | cs | TRUE
163 | MV_563_0_line_163 |  | 157 | 159 | 0.343 | 0.445 | 0.132 | 190 | 0 | 0.22 | 1 | 1 | cs | TRUE
164 | MV_563_0_line_164 |  | 157 | 161 | 0.69085 | 0.445 | 0.132 | 190 | 0 | 0.22 | 1 | 1 | cs | TRUE
165 | MV_563_0_line_165 |  | 159 | 160 | 0.040867 | 0.5939 | 0.372 | 9.5 | 0 | 0.21 | 1 | 1 | ol | TRUE
166 | MV_563_0_line_166 |  | 161 | 162 | 0.034819 | 0.445 | 0.132 | 190 | 0 | 0.22 | 1 | 1 | cs | TRUE
167 | MV_563_0_line_167 |  | 162 | 167 | 0.003126 | 0.445 | 0.132 | 190 | 0 | 0.22 | 1 | 1 | cs | TRUE
168 | MV_563_0_line_168 |  | 164 | 165 | 0.08216 | 0.445 | 0.132 | 190 | 0 | 0.22 | 1 | 1 | cs | TRUE
169 | MV_563_0_line_169 |  | 167 | 168 | 0.070907 | 0.5939 | 0.372 | 9.5 | 0 | 0.21 | 1 | 1 | ol | TRUE
170 | MV_563_0_line_170 |  | 169 | 170 | 0.016853 | 0.445 | 0.132 | 190 | 0 | 0.22 | 1 | 1 | cs | TRUE
171 | MV_563_0_line_171 |  | 169 | 171 | 0.052346 | 0.445 | 0.132 | 190 | 0 | 0.22 | 1 | 1 | cs | TRUE
172 | MV_563_0_line_172 |  | 170 | 172 | 0.26005 | 0.445 | 0.132 | 190 | 0 | 0.22 | 1 | 1 | cs | TRUE
173 | MV_563_0_line_173 |  | 172 | 173 | 0.23935 | 0.445 | 0.132 | 190 | 0 | 0.22 | 1 | 1 | cs | TRUE
174 | MV_563_0_line_174 |  | 174 | 175 | 0.055869 | 0.445 | 0.132 | 190 | 0 | 0.22 | 1 | 1 | cs | TRUE

## trafo
| name | std_type | hv_bus | lv_bus | sn_mva | vn_hv_kv | vn_lv_kv | vk_percent | vkr_percent | pfe_kw | i0_percent | shift_degree | tap_side | tap_neutral | tap_min | tap_max | tap_step_percent | tap_step_degree | tap_pos | tap_phase_shifter | parallel | df | in_service
0 | MV_563_0_trafo_77 | 25 MVA 110/20 kV | 176 | 116 | 25 | 110 | 20 | 12 | 0.41 | 14 | 0.07 | 150 | hv | 0 | -9 | 9 | 1.5 | 0 | 0 | FALSE | 1 | 1 | TRUE

## bus_geodata
| x | y | coords
0 | 2613173.7242 | 1265487.1989
1 | 2613172.9973 | 1265482.2383
2 | 2613084.3693 | 1265346.9151
3 | 2613303.1477 | 1265604.319
4 | 2613315.0837 | 1265592.6229
5 | 2613371.6494 | 1265677.6402
6 | 2613402.0144 | 1265603.8351
7 | 2613046.1734 | 1265346.8199
8 | 2613070.0207 | 1265324.9276
9 | 2612787.3331 | 1265143.3827
10 | 2613308.1483 | 1265124.7915
11 | 2613024.4417 | 1265402.7444
12 | 2612730.7997 | 1265137.1125
13 | 2612697.2996 | 1265236.2095
14 | 2612829.0808 | 1265117.1878
15 | 2612595.6624 | 1265117.9223
16 | 2612711.4165 | 1265100.6836
17 | 2613545.1421 | 1265622.6618
18 | 2613366.9689 | 1265124.9459
19 | 2612640.6823 | 1265192.8554
20 | 2612651.2374 | 1265256.0917
21 | 2613588.4835 | 1265748.7818
22 | 2613280.2957 | 1264441.8452
23 | 2613271.2284 | 1264455.59
24 | 2613282.6125 | 1264092.9427
25 | 2612995.0963 | 1265457.5475
26 | 2612911.9577 | 1264996.5393
27 | 2612876.8534 | 1265052.4463
28 | 2612935.9951 | 1264940.1192
29 | 2612884.7467 | 1264973.3903
30 | 2612843.3771 | 1265097.4161
31 | 2612817.4832 | 1264982.6214
32 | 2612907.2178 | 1265040.7907
33 | 2612877.8752 | 1265084.682
34 | 2612852.6027 | 1265124.3992
35 | 2612458.719 | 1265201.9029
36 | 2612521.4961 | 1264818.0022
37 | 2612602.1378 | 1265071.8151
38 | 2613626.9535 | 1265570.0421
39 | 2612603.7577 | 1265276.5826
40 | 2612614.1939 | 1264979.8964
41 | 2612550.3411 | 1264964.6807
42 | 2612546.4751 | 1264993.6484
43 | 2612552.1254 | 1264951.3105
44 | 2612506.2494 | 1265385.708
45 | 2612507.7678 | 1265208.518
46 | 2612534.4814 | 1264725.5046
47 | 2612597.4969 | 1265396.0079
48 | 2612485.0679 | 1265394.6997
49 | 2612537.2833 | 1265212.4987
50 | 2612606.2939 | 1265387.5652
51 | 2612080.0576 | 1264667.3398
52 | 2611773.9065 | 1264666.3026
53 | 2611772.0787 | 1264657.7263
54 | 2611849.2006 | 1264700.2089
55 | 2611536.9401 | 1264844.8392
56 | 2611989.4772 | 1264801.7938
57 | 2612035.306 | 1264697.0585
58 | 2611992.2011 | 1265108.534
59 | 2611995.444 | 1264804.0185
60 | 2612558.5091 | 1265215.3614
61 | 2612545.6844 | 1264560.375
62 | 2612546.2582 | 1264556.1177
63 | 2612585.0688 | 1264709.1278
64 | 2611916.92 | 1264568.242
65 | 2611870.4877 | 1264510.5591
66 | 2612574.7493 | 1264781.7896
67 | 2611642.1778 | 1264495.3694
68 | 2612057.4795 | 1264638.4848
69 | 2612627.3033 | 1264879.9468
70 | 2612179.6268 | 1264275.3944
71 | 2612102.0772 | 1264278.5604
72 | 2612510.645 | 1264142.6237
73 | 2612024.9026 | 1264148.6586
74 | 2612576.4545 | 1264229.0333
75 | 2611901.3057 | 1264149.2992
76 | 2611590.0344 | 1264496.9798
77 | 2611820.2055 | 1263706.888
78 | 2611780.1199 | 1263682.1804
79 | 2611586.6735 | 1264142.9733
80 | 2611462.5437 | 1263884.9882
81 | 2612624.4499 | 1263781.6377
82 | 2613041.2845 | 1263911.5941
83 | 2612527.544 | 1263949.893
84 | 2612603.8397 | 1263755.4203
85 | 2612535.6385 | 1263946.9747
86 | 2612607.0213 | 1263952.5407
87 | 2613040.221 | 1263850.583
88 | 2613030.0545 | 1263967.4394
89 | 2612626.3504 | 1264041.1873
90 | 2612634.0976 | 1264841.8576
91 | 2612556.5774 | 1264917.9515
92 | 2612697.5345 | 1264922.159
93 | 2612707.3558 | 1264847.1836
94 | 2612678.4916 | 1264886.085
95 | 2612790.3545 | 1264931.3629
96 | 2612650.5551 | 1264833.169
97 | 2612658.9509 | 1264761.3372
98 | 2612904.6018 | 1264923.5283
99 | 2612872.1609 | 1264889.9013
100 | 2612962.2094 | 1264871.1662
101 | 2612112.4576 | 1265089.3645
102 | 2612243.8083 | 1265233.3891
103 | 2612304.3832 | 1265207.6519
104 | 2612232.0871 | 1265338.3822
105 | 2613087.8911 | 1265518.5198
106 | 2613088.907 | 1264203.8783
107 | 2613031.4498 | 1264062.143
108 | 2612772.201 | 1264333.7343
109 | 2613066.7128 | 1264303.6428
110 | 2613502.1907 | 1264298.1683
111 | 2613536.7491 | 1264304.1045
112 | 2613486.0726 | 1264252.8782
113 | 2612789.8603 | 1264743.396
114 | 2612992.4021 | 1264791.5839
115 | 2613008.0685 | 1264645.4281
116 | 2613008.8209 | 1264666.3109
117 | 2612872.4382 | 1264532.6267
118 | 2613030.6573 | 1264567.3125
119 | 2612837.2673 | 1264489.471
120 | 2613025.9089 | 1263769.4846
121 | 2612634.3194 | 1264073.7841
122 | 2612657.914 | 1264342.1844
123 | 2612611.0792 | 1264346.788
124 | 2612809.5892 | 1264180.6646
125 | 2612788.4722 | 1264095.8211
126 | 2612752.5585 | 1264232.387
127 | 2612604.2786 | 1264346.996
128 | 2612729.2906 | 1264172.6643
129 | 2613527.8431 | 1264239.8162
130 | 2613512.0689 | 1264244.7489
131 | 2613546.2504 | 1264219.3802
132 | 2613505.9581 | 1264246.6598
133 | 2612577.2323 | 1264245.8021
134 | 2613681.6006 | 1265717.3533
135 | 2613652.6398 | 1265560.6871
136 | 2614332.5879 | 1264555.865
137 | 2614366.5816 | 1264536.4945
138 | 2614110.2335 | 1264454.4676
139 | 2614178.1113 | 1265161.0076
140 | 2614030.39 | 1264988.8484
141 | 2614229.7019 | 1264854.0404
142 | 2614159.7867 | 1265194.7651
143 | 2614119.1798 | 1264441.7245
144 | 2614011.7023 | 1264857.6022
145 | 2614201.0731 | 1264866.6473
146 | 2614156.4727 | 1265201.5174
147 | 2613789.0718 | 1265645.5057
148 | 2613802.2555 | 1265645.2251
149 | 2613906.7773 | 1265517.6136
150 | 2613919.0917 | 1265513.3244
151 | 2613923.076 | 1265511.9367
152 | 2613491.2773 | 1264177.1578
153 | 2613556.565 | 1264181.3448
154 | 2613418.5574 | 1264097.4513
155 | 2613428.7954 | 1264069.2439
156 | 2613669.8832 | 1263954.5702
157 | 2613422.1008 | 1263809.2828
158 | 2613644.7313 | 1263953.7674
159 | 2613271.6557 | 1264035.3896
160 | 2613248.0169 | 1264068.7265
161 | 2613267.2001 | 1263771.3198
162 | 2613232.7793 | 1263776.5688
163 | 2613421.4588 | 1263811.5269
164 | 2612706.9233 | 1264051.6759
165 | 2612726.5248 | 1264131.4633
166 | 2612641.2882 | 1264102.006
167 | 2613229.689 | 1263777.0401
168 | 2613206.5243 | 1263844.057
169 | 2613962.7667 | 1265553.5311
170 | 2613968.2355 | 1265569.4716
171 | 2613945.7797 | 1265504.0178
172 | 2614207.5622 | 1265521.4172
173 | 2613994.617 | 1265594.2407
174 | 2614125.6527 | 1265392.0652
175 | 2614138.1721 | 1265446.4995
176 | 2613008.8209 | 1264666.3109

## line_std_types
| c_nf_per_km | r_ohm_per_km | x_ohm_per_km | max_i_ka | type | q_mm2 | alpha | voltage_rating
NAYY 4x50 SE | 210 | 0.642 | 0.083 | 0.142 | cs | 50 | 0.00403 | LV
NAYY 4x120 SE | 264 | 0.225 | 0.08 | 0.242 | cs | 120 | 0.00403 | LV
NAYY 4x150 SE | 261 | 0.208 | 0.08 | 0.27 | cs | 150 | 0.00403 | LV
NA2XS2Y 1x95 RM/25 12/20 kV | 216 | 0.313 | 0.132 | 0.252 | cs | 95 | 0.00403 | MV
NA2XS2Y 1x185 RM/25 12/20 kV | 273 | 0.161 | 0.117 | 0.362 | cs | 185 | 0.00403 | MV
NA2XS2Y 1x240 RM/25 12/20 kV | 304 | 0.122 | 0.112 | 0.421 | cs | 240 | 0.00403 | MV
NA2XS2Y 1x95 RM/25 6/10 kV | 315 | 0.313 | 0.123 | 0.249 | cs | 95 | 0.00403 | MV
NA2XS2Y 1x185 RM/25 6/10 kV | 406 | 0.161 | 0.11 | 0.358 | cs | 185 | 0.00403 | MV
NA2XS2Y 1x240 RM/25 6/10 kV | 456 | 0.122 | 0.105 | 0.416 | cs | 240 | 0.00403 | MV
NA2XS2Y 1x150 RM/25 12/20 kV | 250 | 0.206 | 0.116 | 0.319 | cs | 150 | 0.00403 | MV
NA2XS2Y 1x120 RM/25 12/20 kV | 230 | 0.253 | 0.119 | 0.283 | cs | 120 | 0.00403 | MV
NA2XS2Y 1x70 RM/25 12/20 kV | 190 | 0.443 | 0.132 | 0.22 | cs | 70 | 0.00403 | MV
NA2XS2Y 1x150 RM/25 6/10 kV | 360 | 0.206 | 0.11 | 0.315 | cs | 150 | 0.00403 | MV
NA2XS2Y 1x120 RM/25 6/10 kV | 340 | 0.253 | 0.113 | 0.28 | cs | 120 | 0.00403 | MV
NA2XS2Y 1x70 RM/25 6/10 kV | 280 | 0.443 | 0.123 | 0.217 | cs | 70 | 0.00403 | MV
N2XS(FL)2Y 1x120 RM/35 64/110 kV | 112 | 0.153 | 0.166 | 0.366 | cs | 120 | 0.00393 | HV
N2XS(FL)2Y 1x185 RM/35 64/110 kV | 125 | 0.099 | 0.156 | 0.457 | cs | 185 | 0.00393 | HV
N2XS(FL)2Y 1x240 RM/35 64/110 kV | 135 | 0.075 | 0.149 | 0.526 | cs | 240 | 0.00393 | HV
N2XS(FL)2Y 1x300 RM/35 64/110 kV | 144 | 0.06 | 0.144 | 0.588 | cs | 300 | 0.00393 | HV
15-AL1/3-ST1A 0.4 | 11 | 1.8769 | 0.35 | 0.105 | ol | 16 | 0.00403 | LV
24-AL1/4-ST1A 0.4 | 11.25 | 1.2012 | 0.335 | 0.14 | ol | 24 | 0.00403 | LV
48-AL1/8-ST1A 0.4 | 12.2 | 0.5939 | 0.3 | 0.21 | ol | 48 | 0.00403 | LV
94-AL1/15-ST1A 0.4 | 13.2 | 0.306 | 0.29 | 0.35 | ol | 94 | 0.00403 | LV
34-AL1/6-ST1A 10.0 | 9.7 | 0.8342 | 0.36 | 0.17 | ol | 34 | 0.00403 | MV
48-AL1/8-ST1A 10.0 | 10.1 | 0.5939 | 0.35 | 0.21 | ol | 48 | 0.00403 | MV
70-AL1/11-ST1A 10.0 | 10.4 | 0.4132 | 0.339 | 0.29 | ol | 70 | 0.00403 | MV
94-AL1/15-ST1A 10.0 | 10.75 | 0.306 | 0.33 | 0.35 | ol | 94 | 0.00403 | MV
122-AL1/20-ST1A 10.0 | 11.1 | 0.2376 | 0.323 | 0.41 | ol | 122 | 0.00403 | MV
149-AL1/24-ST1A 10.0 | 11.25 | 0.194 | 0.315 | 0.47 | ol | 149 | 0.00403 | MV
34-AL1/6-ST1A 20.0 | 9.15 | 0.8342 | 0.382 | 0.17 | ol | 34 | 0.00403 | MV
48-AL1/8-ST1A 20.0 | 9.5 | 0.5939 | 0.372 | 0.21 | ol | 48 | 0.00403 | MV
70-AL1/11-ST1A 20.0 | 9.7 | 0.4132 | 0.36 | 0.29 | ol | 70 | 0.00403 | MV
94-AL1/15-ST1A 20.0 | 10 | 0.306 | 0.35 | 0.35 | ol | 94 | 0.00403 | MV
122-AL1/20-ST1A 20.0 | 10.3 | 0.2376 | 0.344 | 0.41 | ol | 122 | 0.00403 | MV
149-AL1/24-ST1A 20.0 | 10.5 | 0.194 | 0.337 | 0.47 | ol | 149 | 0.00403 | MV
184-AL1/30-ST1A 20.0 | 10.75 | 0.1571 | 0.33 | 0.535 | ol | 184 | 0.00403 | MV
243-AL1/39-ST1A 20.0 | 11 | 0.1188 | 0.32 | 0.645 | ol | 243 | 0.00403 | MV
48-AL1/8-ST1A 110.0 | 8 | 0.5939 | 0.46 | 0.21 | ol | 48 | 0.00403 | HV
70-AL1/11-ST1A 110.0 | 8.4 | 0.4132 | 0.45 | 0.29 | ol | 70 | 0.00403 | HV
94-AL1/15-ST1A 110.0 | 8.65 | 0.306 | 0.44 | 0.35 | ol | 94 | 0.00403 | HV
122-AL1/20-ST1A 110.0 | 8.5 | 0.2376 | 0.43 | 0.41 | ol | 122 | 0.00403 | HV
149-AL1/24-ST1A 110.0 | 8.75 | 0.194 | 0.41 | 0.47 | ol | 149 | 0.00403 | HV
184-AL1/30-ST1A 110.0 | 8.8 | 0.1571 | 0.4 | 0.535 | ol | 184 | 0.00403 | HV
243-AL1/39-ST1A 110.0 | 9 | 0.1188 | 0.39 | 0.645 | ol | 243 | 0.00403 | HV
305-AL1/39-ST1A 110.0 | 9.2 | 0.0949 | 0.38 | 0.74 | ol | 305 | 0.00403 | HV
490-AL1/64-ST1A 110.0 | 9.75 | 0.059 | 0.37 | 0.96 | ol | 490 | 0.00403 | HV
679-AL1/86-ST1A 110.0 | 9.95 | 0.042 | 0.36 | 1.15 | ol | 679 | 0.00403 | HV
490-AL1/64-ST1A 220.0 | 10 | 0.059 | 0.285 | 0.96 | ol | 490 | 0.00403 | HV
679-AL1/86-ST1A 220.0 | 11.7 | 0.042 | 0.275 | 1.15 | ol | 679 | 0.00403 | HV
490-AL1/64-ST1A 380.0 | 11 | 0.059 | 0.253 | 0.96 | ol | 490 | 0.00403 | HV
679-AL1/86-ST1A 380.0 | 14.6 | 0.042 | 0.25 | 1.15 | ol | 679 | 0.00403 | HV

## trafo_std_types
| i0_percent | pfe_kw | vkr_percent | sn_mva | vn_lv_kv | vn_hv_kv | vk_percent | shift_degree | vector_group | tap_side | tap_neutral | tap_min | tap_max | tap_step_degree | tap_step_percent | tap_phase_shifter
160 MVA 380/110 kV | 0.06 | 60 | 0.25 | 160 | 110 | 380 | 12.2 | 0 | Yy0 | hv | 0 | -9 | 9 | 0 | 1.5 | FALSE
100 MVA 220/110 kV | 0.06 | 55 | 0.26 | 100 | 110 | 220 | 12 | 0 | Yy0 | hv | 0 | -9 | 9 | 0 | 1.5 | FALSE
63 MVA 110/20 kV | 0.04 | 22 | 0.32 | 63 | 20 | 110 | 18 | 150 | YNd5 | hv | 0 | -9 | 9 | 0 | 1.5 | FALSE
40 MVA 110/20 kV | 0.05 | 18 | 0.34 | 40 | 20 | 110 | 16.2 | 150 | YNd5 | hv | 0 | -9 | 9 | 0 | 1.5 | FALSE
25 MVA 110/20 kV | 0.07 | 14 | 0.41 | 25 | 20 | 110 | 12 | 150 | YNd5 | hv | 0 | -9 | 9 | 0 | 1.5 | FALSE
63 MVA 110/10 kV | 0.04 | 22 | 0.32 | 63 | 10 | 110 | 18 | 150 | YNd5 | hv | 0 | -9 | 9 | 0 | 1.5 | FALSE
40 MVA 110/10 kV | 0.05 | 18 | 0.34 | 40 | 10 | 110 | 16.2 | 150 | YNd5 | hv | 0 | -9 | 9 | 0 | 1.5 | FALSE
25 MVA 110/10 kV | 0.07 | 14 | 0.41 | 25 | 10 | 110 | 12 | 150 | YNd5 | hv | 0 | -9 | 9 | 0 | 1.5 | FALSE
0.25 MVA 20/0.4 kV | 0.32 | 0.8 | 1.44 | 0.25 | 0.4 | 20 | 6 | 150 | Yzn5 | hv | 0 | -2 | 2 | 0 | 2.5 | FALSE
0.4 MVA 20/0.4 kV | 0.3375 | 1.35 | 1.425 | 0.4 | 0.4 | 20 | 6 | 150 | Dyn5 | hv | 0 | -2 | 2 | 0 | 2.5 | FALSE
0.63 MVA 20/0.4 kV | 0.2619 | 1.65 | 1.206 | 0.63 | 0.4 | 20 | 6 | 150 | Dyn5 | hv | 0 | -2 | 2 | 0 | 2.5 | FALSE
0.25 MVA 10/0.4 kV | 0.24 | 0.6 | 1.2 | 0.25 | 0.4 | 10 | 4 | 150 | Dyn5 | hv | 0 | -2 | 2 | 0 | 2.5 | FALSE
0.4 MVA 10/0.4 kV | 0.2375 | 0.95 | 1.325 | 0.4 | 0.4 | 10 | 4 | 150 | Dyn5 | hv | 0 | -2 | 2 | 0 | 2.5 | FALSE
0.63 MVA 10/0.4 kV | 0.1873 | 1.18 | 1.0794 | 0.63 | 0.4 | 10 | 4 | 150 | Dyn5 | hv | 0 | -2 | 2 | 0 | 2.5 | FALSE

## trafo3w_std_types
| sn_hv_mva | sn_mv_mva | sn_lv_mva | vn_hv_kv | vn_mv_kv | vn_lv_kv | vk_hv_percent | vk_mv_percent | vk_lv_percent | vkr_hv_percent | vkr_mv_percent | vkr_lv_percent | pfe_kw | i0_percent | shift_mv_degree | shift_lv_degree | vector_group | tap_side | tap_neutral | tap_min | tap_max | tap_step_percent
63/25/38 MVA 110/20/10 kV | 63 | 25 | 38 | 110 | 20 | 10 | 10.4 | 10.4 | 10.4 | 0.28 | 0.32 | 0.35 | 35 | 0.89 | 0 | 0 | YN0yn0yn0 | hv | 0 | -10 | 10 | 1.2
63/25/38 MVA 110/10/10 kV | 63 | 25 | 38 | 110 | 10 | 10 | 10.4 | 10.4 | 10.4 | 0.28 | 0.32 | 0.35 | 35 | 0.89 | 0 | 0 | YN0yn0yn0 | hv | 0 | -10 | 10 | 1.2

## fuse_std_types
| fuse_type | i_rated_a | t_avg | t_min | t_total | x_avg | x_min | x_total
HV 100A | HV 100A | 100 | 0 | [10.0, 3.64, 0.854, 0.281, 0.1, 0.0531, 0.022, 0.01] | [10.0, 4.267, 1.21, 0.403, 0.1, 0.058, 0.022, 0.01] | 0 | [300.0, 350.0, 450.0, 550.0, 700.0, 850.0, 1200.0, 1752.0] | [600.0, 700.0, 900.0, 1150.0, 1665.0, 2000.0, 3000.0, 4313.0]
HV 10A | HV 10A | 10 | 0 | [10.0, 1675.0, 0.344, 0.156, 0.1, 0.0417, 0.0171, 0.01] | [10.0, 1.3, 0.3, 0.155, 0.1, 0.0555, 0.023, 0.01] | 0 | [30.0, 32.0, 35.0, 37.0, 39.0, 50.0, 70.0, 88.0] | [60.0, 70.0, 80.0, 87.0, 94.0, 110.0, 150.0, 216.0]
HV 125A | HV 125A | 125 | 0 | [10.0, 1.82, 0.344, 0.1, 0.0467, 0.0269, 0.01] | [10.0, 2.478, 0.426, 0.1, 0.0427, 0.0211, 0.01] | 0 | [375.0, 500.0, 700.0, 925.0, 1200.0, 1500.0, 2341.0] | [750.0, 1000.0, 1500.0, 2200.0, 3000.0, 4000.0, 5765.0]
HV 160A | HV 160A | 160 | 0 | [10.0, 4.15, 1.03, 0.198, 0.1, 0.051, 0.0172, 0.01] | [10.0, 2.3, 0.734, 0.274, 0.1, 0.046, 0.0177, 0.01] | 0 | [480.0, 550.0, 700.0, 1000.0, 1260.0, 1600.0, 2500.0, 3227.0] | [960.0, 1300.0, 1700.0, 2200.0, 2996.0, 4000.0, 6000.0, 7946.0]
HV 16A | HV 16A | 16 | 0 | [10.0, 0.352, 0.164, 0.1, 0.0649, 0.0342, 0.01] | [10.0, 2.34, 0.722, 0.181, 0.1, 0.055, 0.0296, 0.01] | 0 | [48.0, 60.0, 65.0, 71.0, 80.0, 100.0, 162.0] | [96.0, 110.0, 125.0, 150.0, 168.0, 200.0, 250.0, 398.0]
HV 200A | HV 200A | 200 | 0 | [10.0, 4.267, 1.21, 0.403, 0.1, 0.058, 0.022, 0.01] | [10.0, 3.73, 1.654, 0.328, 0.1, 0.0531, 0.019, 0.01] | 0 | [600.0, 700.0, 900.0, 1150.0, 1665.0, 2000.0, 3000.0, 4313.0] | [1200.0, 1500.0, 1800.0, 2700.0, 3960.0, 5000.0, 7500.0, 10620.0]
HV 20A | HV 20A | 20 | 0 | [10.0, 1.3, 0.3, 0.155, 0.1, 0.0555, 0.023, 0.01] | [10.0, 1.3, 0.161, 0.1, 0.0611, 0.0399, 0.0141, 0.01] | 0 | [60.0, 70.0, 80.0, 87.0, 94.0, 110.0, 150.0, 216.0] | [120.0, 150.0, 200.0, 223.0, 260.0, 300.0, 450.0, 532.0]
HV 25A | HV 25A | 25 | 0 | [10.0, 2.512, 0.833, 0.299, 0.1, 0.0372, 0.0223, 0.01] | [10.0, 3.125, 0.597, 0.198, 0.1, 0.0378, 0.022, 0.01] | 0 | [75.0, 82.0, 90.0, 100.0, 124.0, 170.0, 200.0, 289.0] | [150.0, 170.0, 210.0, 250.0, 294.0, 400.0, 500.0, 711.0]
HV 31.5A | HV 31.5A | 31.5 | 0 | [10.0, 2.34, 0.722, 0.181, 0.1, 0.055, 0.0296, 0.01] | [10.0, 2.84, 0.368, 0.164, 0.1, 0.0621, 0.0378, 0.0195, 0.01] | 0 | [95.0, 110.0, 125.0, 150.0, 165.0, 200.0, 250.0, 390.0] | [189.0, 220.0, 300.0, 350.0, 393.0, 450.0, 530.0, 700.0, 960.0]
HV 40A | HV 40A | 40 | 0 | [10.0, 1.3, 0.161, 0.1, 0.0611, 0.0399, 0.0141, 0.01] | [10.0, 2.05, 0.369, 0.198, 0.1, 0.051, 0.0298, 0.01] | 0 | [120.0, 150.0, 200.0, 223.0, 260.0, 300.0, 450.0, 532.0] | [240.0, 300.0, 400.0, 450.0, 530.0, 650.0, 800.0, 1311.0]
HV 50A | HV 50A | 50 | 0 | [10.0, 3.215, 0.597, 0.198, 0.1, 0.0378, 0.022, 0.01] | [10.0, 3.64, 0.854, 0.281, 0.1, 0.0531, 0.022, 0.01] | 0 | [150.0, 170.0, 210.0, 250.0, 294.0, 400.0, 500.0, 711.0] | [300.0, 350.0, 450.0, 550.0, 700.0, 850.0, 1200.0, 1752.0]
HV 6.3A | HV 6.3A | 6.3 | 0 | [10.0, 1.39, 0.344, 0.168, 0.1, 0.056, 0.0263, 0.01] | [10.0, 1.711, 0.516, 0.198, 0.1, 0.0634, 0.0303, 0.01] | 0 | [19.0, 19.5, 20.4, 20.8, 22.0, 25.0, 32.0, 48.0] | [38.0, 40.0, 43.0, 48.0, 53.0, 60.0, 75.0, 118.0]
HV 63A | HV 63A | 63 | 0 | [10.0, 2.84, 0.368, 0.164, 0.1, 0.0621, 0.0378, 0.0195, 0.01] | [10.0, 1.82, 0.344, 0.1, 0.0467, 0.0269, 0.01] | 0 | [189.0, 220.0, 300.0, 350.0, 393.0, 450.0, 530.0, 700.0, 961.0] | [378.0, 500.0, 700.0, 934.0, 1200.0, 1500.0, 2366.0]
HV 80A | HV 80A | 80 | 0 | [10.0, 2.05, 0.369, 0.198, 0.1, 0.051, 0.0298, 0.01] | [10.0, 4.15, 1.03, 0.198, 0.1, 0.051, 0.0172, 0.01] | 0 | [240.0, 300.0, 400.0, 450.0, 530.0, 650.0, 800.0, 1311.0] | [480.0, 550.0, 700.0, 1000.0, 1260.0, 1600.0, 2500.0, 3227.0]
Siemens NH-1-100 | Siemens NH-1-100 | 100 | [5400.0, 2000.0, 400.0, 20.0, 1.0, 0.2, 0.012, 0.004] | 0 | 0 | [150.0, 190.0, 250.0, 430.0, 900.0, 1250.0, 2700.0, 3600.0] | 0 | 0
Siemens NH-1-125 | Siemens NH-1-125 | 125 | [4800.0, 120.0, 7.0, 0.1, 0.004] | 0 | 0 | [180.0, 400.0, 740.0, 2000.0, 4250.0] | 0 | 0
Siemens NH-1-16 | Siemens NH-1-16 | 16 | [4000.0, 400.0, 2.0, 0.1, 0.04, 0.01] | 0 | 0 | [26.0, 35.0, 75.0, 150.0, 200.0, 300.0] | 0 | 0
Siemens NH-1-160 | Siemens NH-1-160 | 160 | [4800.0, 120.0, 7.0, 0.1, 0.004] | 0 | 0 | [210.0, 500.0, 900.0, 2300.0, 5000.0] | 0 | 0
Siemens NH-1-25 | Siemens NH-1-25 | 25 | [4000.0, 1000.0, 10.0, 0.2, 0.02, 0.01] | 0 | 0 | [40.0, 50.0, 100.0, 210.0, 400.0, 500.0] | 0 | 0
Siemens NH-1-50 | Siemens NH-1-50 | 50 | [4000.0, 40.0, 4.0, 1.0, 0.02, 0.01] | 0 | 0 | [86.0, 200.0, 300.0, 400.0, 1000.0, 1280.0] | 0 | 0
Siemens NH-1-63 | Siemens NH-1-63 | 63 | [4000.0, 100.0, 10.0, 2.0, 0.04, 0.01] | 0 | 0 | [100.0, 200.0, 300.0, 400.0, 1000.0, 1500.0] | 0 | 0
Siemens NH-1-80 | Siemens NH-1-80 | 80 | [4800.0, 120.0, 7.0, 0.1, 0.01] | 0 | 0 | [150.58, 250.0, 450.0, 1150.0, 2470.0] | 0 | 0
Siemens NH-2-1000 | Siemens NH-2-1000 | 1000 | [4800.0, 120.0, 7.0, 0.1, 0.004] | 0 | 0 | [1900.0, 3500.0, 8400.0, 24000.0, 52000.0] | 0 | 0
Siemens NH-2-200 | Siemens NH-2-200 | 200 | [4800.0, 120.0, 7.0, 0.1, 0.004] | 0 | 0 | [280.0, 650.0, 1200.0, 3000.0, 7000.0] | 0 | 0
Siemens NH-2-224 | Siemens NH-2-224 | 224 | [4800.0, 120.0, 7.0, 0.2, 0.04, 0.004] | 0 | 0 | [400.0, 750.0, 1453.0, 3025.0, 4315.0, 7600.0] | 0 | 0
Siemens NH-2-250 | Siemens NH-2-250 | 250 | [4800.0, 120.0, 7.0, 0.1, 0.004] | 0 | 0 | [450.0, 800.0, 1650.0, 4000.0, 8500.0] | 0 | 0
Siemens NH-2-315 | Siemens NH-2-315 | 315 | [4800.0, 120.0, 7.0, 0.1, 0.004] | 0 | 0 | [550.0, 920.0, 1900.0, 5000.0, 11000.0] | 0 | 0
Siemens NH-2-355 | Siemens NH-2-355 | 355 | [4800.0, 120.0, 6.0, 0.1, 0.004] | 0 | 0 | [650.0, 1116.27, 2350.0, 5840.0, 12790.0] | 0 | 0
Siemens NH-2-400 | Siemens NH-2-400 | 400 | [4800.0, 120.0, 7.0, 0.1, 0.004] | 0 | 0 | [720.0, 1350.0, 2800.0, 6500.0, 15000.0] | 0 | 0
Siemens NH-2-425 | Siemens NH-2-425 | 425 | [4800.0, 120.0, 7.0, 0.1, 0.004] | 0 | 0 | [850.0, 1500.0, 3050.0, 7500.0, 16500.0] | 0 | 0
Siemens NH-2-630 | Siemens NH-2-630 | 630 | [4800.0, 120.0, 7.0, 0.1, 0.004] | 0 | 0 | [1200.0, 2000.0, 4800.0, 12000.0, 26000.0] | 0 | 0

## res_bus
| vm_pu | va_degree | p_mw | q_mvar
0 | 0.99704 | -0.048377 | 0.32662 | 0.15819
1 | 0.99704 | -0.048397 | 0 | 0
2 | 0.99711 | -0.049086 | 0 | 0
3 | 0.98748 | 0.018328 | 0.14171 | 0.068632
4 | 0.98748 | 0.018299 | 0.088359 | 0.042794
5 | 0.98748 | 0.018908 | 0.35571 | 0.17228
6 | 0.98752 | 0.018552 | 0 | 0
7 | 0.99715 | -0.049367 | 0 | 0
8 | 0.99711 | -0.049055 | 0.069796 | 0.033804
9 | 0.99852 | -0.031882 | 0 | 0
10 | 0.99285 | -0.019961 | 0 | 0
11 | 0.99709 | -0.049749 | 0.2577 | 0.12481
12 | 0.99844 | -0.033356 | 0 | 0
13 | 0.99847 | -0.03147 | 0 | 0
14 | 0.99876 | -0.023475 | 0.37931 | 0.18371
15 | 0.99807 | -0.037571 | 0 | 0
16 | 0.99843 | -0.0333 | 0.11627 | 0.056312
17 | 0.98781 | 0.015949 | 0 | 0
18 | 0.99283 | -0.019836 | 0.17891 | 0.08665
19 | 0.99846 | -0.031406 | 0.070802 | 0.034291
20 | 0.99846 | -0.031363 | 0 | 0
21 | 0.98731 | 0.020435 | 0 | 0
22 | 0.99464 | -0.046813 | 0 | 0
23 | 0.99464 | -0.046784 | 0.14443 | 0.06995
24 | 0.99473 | -0.047428 | 0 | 0
25 | 0.99707 | -0.049562 | 0.1044 | 0.050564
26 | 0.99911 | -0.016928 | 0 | 0
27 | 0.99894 | -0.019972 | 0 | 0
28 | 0.99926 | -0.014064 | 0 | 0
29 | 0.9991 | -0.016874 | 0.12969 | 0.062814
30 | 0.99882 | -0.022413 | 0 | 0
31 | 0.99887 | -0.019296 | 0.10037 | 0.04861
32 | 0.99872 | -0.023097 | 0.25091 | 0.12152
33 | 0.99874 | -0.023254 | 0 | 0
34 | 0.99875 | -0.023405 | 0 | 0
35 | 0.99773 | -0.034889 | 0 | 0
36 | 0.99681 | -0.027292 | 0 | 0
37 | 0.99795 | -0.036515 | 0.38987 | 0.18882
38 | 0.98751 | 0.017993 | 0.12884 | 0.062401
39 | 0.99844 | -0.031249 | 0.18763 | 0.090872
40 | 0.99767 | -0.038369 | 0.069733 | 0.033773
41 | 0.99748 | -0.039626 | 0.088035 | 0.042637
42 | 0.99748 | -0.03959 | 0.10364 | 0.050196
43 | 0.99746 | -0.039424 | 0.08136 | 0.039404
44 | 0.99742 | -0.032508 | 0 | 0
45 | 0.9977 | -0.034578 | 0.080718 | 0.039094
46 | 0.99656 | -0.025176 | 0.07628 | 0.036944
47 | 0.99726 | -0.03114 | 0 | 0
48 | 0.99741 | -0.032477 | 0.1137 | 0.055067
49 | 0.99768 | -0.034419 | 0.093369 | 0.045221
50 | 0.99726 | -0.031092 | 0.32681 | 0.15828
51 | 0.99475 | -0.038453 | 0.10303 | 0.049899
52 | 0.99388 | -0.03102 | 0.22068 | 0.10688
53 | 0.99388 | -0.030997 | 0 | 0
54 | 0.99395 | -0.031668 | 0 | 0
55 | 0.99375 | -0.031819 | 0.21878 | 0.10596
56 | 0.99413 | -0.033189 | 0 | 0
57 | 0.99462 | -0.037389 | 0 | 0
58 | 0.9935 | -0.02754 | 0 | 0
59 | 0.99413 | -0.033169 | 0.26215 | 0.12697
60 | 0.99767 | -0.034327 | 0.35731 | 0.17305
61 | 0.99702 | -0.037997 | 0.38443 | 0.18619
62 | 0.99703 | -0.038017 | 0 | 0
63 | 0.99712 | -0.038921 | 0 | 0
64 | 0.9946 | -0.037257 | 0 | 0
65 | 0.9946 | -0.03719 | 0.079479 | 0.038493
66 | 0.99716 | -0.039233 | 0.23709 | 0.11483
67 | 0.99378 | -0.030151 | 0 | 0
68 | 0.99475 | -0.038412 | 0.093854 | 0.045455
69 | 0.99725 | -0.040008 | 0 | 0
70 | 0.99694 | -0.032892 | 0.20529 | 0.099427
71 | 0.99686 | -0.0335 | 0 | 0
72 | 0.9975 | -0.029202 | 0.16064 | 0.0778
73 | 0.99672 | -0.032266 | 0 | 0
74 | 0.9977 | -0.027864 | 0.21725 | 0.10522
75 | 0.99658 | -0.033188 | 0.27164 | 0.13156
76 | 0.99376 | -0.029988 | 0.2615 | 0.12665
77 | 0.9963 | -0.035045 | 0 | 0
78 | 0.99627 | -0.034851 | 0.060885 | 0.029488
79 | 0.99601 | -0.036551 | 0.13576 | 0.065753
80 | 0.99608 | -0.036074 | 0.1267 | 0.061362
81 | 0.99437 | -0.045337 | 0 | 0
82 | 0.99491 | -0.049179 | 0 | 0
83 | 0.9943 | -0.044836 | 0 | 0
84 | 0.99435 | -0.045476 | 0.34172 | 0.1655
85 | 0.9943 | -0.044824 | 0.11742 | 0.056868
86 | 0.99454 | -0.045917 | 0 | 0
87 | 0.99489 | -0.048933 | 0 | 0
88 | 0.99501 | -0.049914 | 0.38987 | 0.18882
89 | 0.99447 | -0.045282 | 0.21623 | 0.10473
90 | 0.99722 | -0.040194 | 0.10179 | 0.0493
91 | 0.99741 | -0.038952 | 0.20723 | 0.10037
92 | 0.99879 | -0.019252 | 0 | 0
93 | 0.99877 | -0.019157 | 0 | 0
94 | 0.99878 | -0.019196 | 0.11738 | 0.05685
95 | 0.99883 | -0.018939 | 0.30437 | 0.14741
96 | 0.99721 | -0.040129 | 0.29056 | 0.14072
97 | 0.99876 | -0.019017 | 0.12292 | 0.059535
98 | 0.99924 | -0.013878 | 0 | 0
99 | 0.99921 | -0.013626 | 0.18552 | 0.089851
100 | 0.99945 | -0.010493 | 0.072477 | 0.035102
101 | 0.9933 | -0.02877 | 0.26097 | 0.12639
102 | 0.99297 | -0.030934 | 0 | 0
103 | 0.99295 | -0.030786 | 0.19026 | 0.092149
104 | 0.99301 | -0.030673 | 0.35905 | 0.17389
105 | 0.99703 | -0.049765 | 0.14934 | 0.072329
106 | 0.99609 | -0.058523 | 0 | 0
107 | 0.99522 | -0.051573 | 0 | 0
108 | 0.99826 | -0.032917 | 0 | 0
109 | 0.99604 | -0.058827 | 0.24358 | 0.11797
110 | 0.9934 | -0.036271 | 0 | 0
111 | 0.9934 | -0.036225 | 0.11045 | 0.053493
112 | 0.99317 | -0.037962 | 0.26482 | 0.12826
113 | 0.99912 | -0.014159 | 0.26112 | 0.12646
114 | 0.99966 | -0.0063461 | 0 | 0
115 | 0.99996 | -0.00075415 | 0.13649 | 0.066107
116 | 1 | 0 | -20.9707 | -9.5348
117 | 0.99918 | -0.027113 | 0.13704 | 0.066371
118 | 0.9991 | -0.027623 | 0.25969 | 0.12577
119 | 0.99908 | -0.029029 | 0 | 0
120 | 0.99485 | -0.04864 | 0.29433 | 0.14255
121 | 0.99445 | -0.045132 | 0.21573 | 0.10448
122 | 0.99802 | -0.030813 | 0 | 0
123 | 0.99793 | -0.029958 | 0.40094 | 0.19418
124 | 0.9949 | -0.048694 | 0 | 0
125 | 0.99483 | -0.048012 | 0.65095 | 0.31527
126 | 0.99807 | -0.031144 | 0.39279 | 0.19024
127 | 0.99792 | -0.029866 | 0 | 0
128 | 0.99798 | -0.030331 | 0 | 0
129 | 0.99305 | -0.03698 | 0.10516 | 0.050933
130 | 0.99309 | -0.037317 | 0.12879 | 0.062378
131 | 0.99298 | -0.036346 | 0.2322 | 0.11246
132 | 0.99311 | -0.037458 | 0.18652 | 0.090335
133 | 0.99772 | -0.028094 | 0 | 0
134 | 0.98725 | 0.020999 | 0.47312 | 0.22914
135 | 0.98743 | 0.018513 | 0 | 0
136 | 0.98382 | 0.044215 | 0.34468 | 0.16694
137 | 0.98384 | 0.04405 | 0 | 0
138 | 0.98408 | 0.041974 | 0 | 0
139 | 0.98553 | 0.031402 | 0 | 0
140 | 0.98485 | 0.036143 | 0 | 0
141 | 0.98504 | 0.035099 | 0 | 0
142 | 0.98558 | 0.031045 | 0.25486 | 0.12343
143 | 0.98408 | 0.042029 | 0.2895 | 0.14021
144 | 0.98479 | 0.035814 | 0.19899 | 0.096374
145 | 0.98502 | 0.035229 | 0.33908 | 0.16422
146 | 0.9856 | 0.030951 | 0 | 0
147 | 0.98724 | 0.020198 | 0.2956 | 0.14316
148 | 0.98724 | 0.02015 | 0 | 0
149 | 0.98662 | 0.023944 | 0 | 0
150 | 0.98659 | 0.024163 | 0.094335 | 0.045689
151 | 0.98658 | 0.024229 | 0 | 0
152 | 0.99274 | -0.036937 | 0.08092 | 0.039192
153 | 0.9929 | -0.035698 | 0.38865 | 0.18823
154 | 0.99251 | -0.038872 | 0 | 0
155 | 0.9925 | -0.038819 | 0.14686 | 0.071125
156 | 0.99238 | -0.037855 | 0 | 0
157 | 0.99215 | -0.036104 | 0 | 0
158 | 0.99238 | -0.037791 | 0.2104 | 0.1019
159 | 0.99208 | -0.035553 | 0 | 0
160 | 0.99207 | -0.03563 | 0.15392 | 0.074544
161 | 0.9918 | -0.033224 | 0 | 0
162 | 0.99178 | -0.03306 | 0.068593 | 0.033221
163 | 0.99214 | -0.036097 | 0.23203 | 0.11238
164 | 0.99781 | -0.028746 | 1.0641 | 0.51539
165 | 0.99792 | -0.029792 | 0 | 0
166 | 0.99445 | -0.045076 | 0.15981 | 0.077402
167 | 0.99178 | -0.033047 | 0.090596 | 0.043878
168 | 0.99175 | -0.03325 | 0.23209 | 0.11241
169 | 0.98651 | 0.024679 | 0.11179 | 0.054143
170 | 0.98651 | 0.024681 | 0 | 0
171 | 0.98652 | 0.024604 | 0 | 0
172 | 0.98648 | 0.024762 | 0 | 0
173 | 0.98646 | 0.024928 | 0.071242 | 0.034504
174 | 0.98552 | 0.031593 | 0 | 0
175 | 0.9855 | 0.031758 | 0.24222 | 0.11731
176 | 0.99997 | 149.9981 | 0 | 0

## res_line
| p_from_mw | q_from_mvar | p_to_mw | q_to_mvar | pl_mw | ql_mvar | i_from_ka | i_to_ka | i_ka | vm_from_pu | va_from_degree | vm_to_pu | va_to_degree | loading_percent
0 | -0.32662 | -0.15819 | 0.32663 | 0.15807 | 7.3896e-07 | -0.00011879 | 0.010508 | 0.010506 | 0.010508 | 0.99704 | -0.048377 | 0.99704 | -0.048397 | 4.7762
1 | -0.32663 | -0.15807 | 0.32665 | 0.15376 | 2.667e-05 | -0.0043104 | 0.010506 | 0.010452 | 0.010506 | 0.99704 | -0.048397 | 0.99711 | -0.049086 | 4.7755
2 | -0.39645 | -0.18668 | 0.39646 | 0.18516 | 1.3805e-05 | -0.0015234 | 0.012686 | 0.012668 | 0.012686 | 0.99711 | -0.049086 | 0.99715 | -0.049367 | 5.7666
3 | 0.069796 | 0.032919 | -0.069796 | -0.033804 | 2.4951e-07 | -0.00088446 | 0.0022341 | 0.0022452 | 0.0022452 | 0.99711 | -0.049086 | 0.99711 | -0.049055 | 1.0205
4 | -0.14171 | -0.068632 | 0.14171 | 0.068236 | 4.8071e-07 | -0.00039598 | 0.0046029 | 0.0045979 | 0.0046029 | 0.98748 | 0.018328 | 0.98748 | 0.018299 | 2.0922
5 | -0.23007 | -0.11103 | 0.23007 | 0.11093 | 8.7079e-06 | -9.6584e-05 | 0.0074679 | 0.0074666 | 0.0074679 | 0.98748 | 0.018299 | 0.98752 | 0.018552 | 3.5561
6 | -0.35571 | -0.17228 | 0.35573 | 0.17036 | 1.4716e-05 | -0.0019222 | 0.011554 | 0.01153 | 0.011554 | 0.98748 | 0.018908 | 0.98752 | 0.018552 | 5.2519
7 | 0.47326 | 0.21876 | -0.47315 | -0.22686 | 0.00010904 | -0.0080989 | 0.015241 | 0.015342 | 0.015342 | 0.98752 | 0.018552 | 0.98731 | 0.020435 | 6.9738
8 | -1.0591 | -0.50005 | 1.0594 | 0.49509 | 0.00033934 | -0.0049594 | 0.034236 | 0.034173 | 0.034236 | 0.98752 | 0.018552 | 0.98781 | 0.015949 | 15.562
9 | -4.5585 | -1.9906 | 4.5641 | 1.9754 | 0.0056689 | -0.015243 | 0.144 | 0.14378 | 0.144 | 0.99715 | -0.049367 | 0.99852 | -0.031882 | 39.7797
10 | 3.6505 | 1.5594 | -3.634 | -1.5766 | 0.016549 | -0.017229 | 0.11492 | 0.11518 | 0.11518 | 0.99715 | -0.049367 | 0.99285 | -0.019961 | 52.3527
11 | 0.51148 | 0.24605 | -0.51145 | -0.2461 | 2.8864e-05 | -5.3134e-05 | 0.016432 | 0.016432 | 0.016432 | 0.99715 | -0.049367 | 0.99709 | -0.049749 | 7.825
12 | 5.1812 | 2.3939 | -5.1808 | -2.399 | 0.00035526 | -0.0051027 | 0.16501 | 0.16507 | 0.16507 | 0.99852 | -0.031882 | 0.99844 | -0.033356 | 19.6047
13 | 0.25845 | 0.1172 | -0.25843 | -0.12081 | 1.3741e-05 | -0.003617 | 0.0082042 | 0.0082479 | 0.0082479 | 0.99852 | -0.031882 | 0.99847 | -0.03147 | 3.7491
14 | -10.0038 | -4.4865 | 10.0055 | 4.4889 | 0.0017647 | 0.0024278 | 0.31697 | 0.31696 | 0.31697 | 0.99852 | -0.031882 | 0.99876 | -0.023475 | 38.6544
15 | 3.4551 | 1.4914 | -3.4366 | -1.5129 | 0.018448 | -0.021479 | 0.10942 | 0.10973 | 0.10973 | 0.99285 | -0.019961 | 0.98781 | 0.015949 | 49.8777
16 | 0.17891 | 0.085271 | -0.17891 | -0.08665 | 2.6076e-06 | -0.0013794 | 0.0057626 | 0.00578 | 0.00578 | 0.99285 | -0.019961 | 0.99283 | -0.019836 | 2.6273
17 | 0.25375 | 0.12129 | -0.25375 | -0.12276 | 5.5151e-06 | -0.001474 | 0.0081427 | 0.0081612 | 0.0081612 | 0.99709 | -0.049749 | 0.99707 | -0.049562 | 3.7097
18 | 5.0646 | 2.3437 | -5.0628 | -2.3471 | 0.0017169 | -0.0034186 | 0.16135 | 0.16141 | 0.16141 | 0.99844 | -0.033356 | 0.99807 | -0.037571 | 44.5872
19 | 0.11627 | 0.05533 | -0.11627 | -0.056312 | 7.6609e-07 | -0.00098199 | 0.0037229 | 0.0037352 | 0.0037352 | 0.99844 | -0.033356 | 0.99843 | -0.0333 | 1.6978
20 | 0.070803 | 0.032362 | -0.070802 | -0.034291 | 5.5388e-07 | -0.0019292 | 0.0022507 | 0.0022745 | 0.0022745 | 0.99847 | -0.03147 | 0.99846 | -0.031406 | 1.0339
21 | 0.18763 | 0.088451 | -0.18763 | -0.089642 | 2.4089e-06 | -0.0011905 | 0.0059973 | 0.0060121 | 0.0060121 | 0.99847 | -0.03147 | 0.99846 | -0.031363 | 2.7328
22 | -10.6358 | -4.7911 | 10.6363 | 4.7897 | 0.00050703 | -0.0013924 | 0.33716 | 0.33714 | 0.33716 | 0.99876 | -0.023475 | 0.99882 | -0.022413 | 40.0427
23 | 0.25092 | 0.11843 | -0.25092 | -0.11902 | 2.1188e-06 | -0.00058657 | 0.0080196 | 0.0080269 | 0.0080269 | 0.99876 | -0.023475 | 0.99875 | -0.023405 | 3.6486
24 | 0.97249 | 0.43887 | -0.97214 | -0.44525 | 0.00034761 | -0.0063815 | 0.030859 | 0.030937 | 0.030937 | 0.99807 | -0.037571 | 0.99773 | -0.034889 | 14.0623
25 | 2.1353 | 0.97433 | -2.1324 | -0.98449 | 0.0028546 | -0.010153 | 0.067886 | 0.068019 | 0.068019 | 0.99807 | -0.037571 | 0.99681 | -0.027292 | 30.9176
26 | 1.955 | 0.93393 | -1.9548 | -0.93496 | 0.00024416 | -0.0010348 | 0.062667 | 0.062681 | 0.062681 | 0.99807 | -0.037571 | 0.99795 | -0.036515 | 28.4915
27 | 2.3772 | 1.0178 | -2.3765 | -1.0199 | 0.00076053 | -0.0020969 | 0.07557 | 0.075597 | 0.075597 | 0.98781 | 0.015949 | 0.98751 | 0.017993 | 34.3622
28 | 0.18763 | 0.089642 | -0.18763 | -0.090872 | 2.5017e-06 | -0.0012301 | 0.0060121 | 0.0060275 | 0.0060275 | 0.99846 | -0.031363 | 0.99844 | -0.031249 | 2.7398
29 | 0.47315 | 0.22686 | -0.47312 | -0.22914 | 3.0969e-05 | -0.00228 | 0.015342 | 0.015371 | 0.015371 | 0.98731 | 0.020435 | 0.98725 | 0.020999 | 6.987
30 | 0.14443 | 0.069561 | -0.14443 | -0.06995 | 4.7593e-07 | -0.00038847 | 0.0046526 | 0.0046575 | 0.0046575 | 0.99464 | -0.046813 | 0.99464 | -0.046784 | 2.117
31 | -0.14443 | -0.069561 | 0.14444 | 0.059056 | 1.2504e-05 | -0.010505 | 0.0046526 | 0.0045286 | 0.0046526 | 0.99464 | -0.046813 | 0.99473 | -0.047428 | 2.1148
32 | -2.7822 | -1.2763 | 2.7863 | 1.2684 | 0.0040646 | -0.0079334 | 0.088832 | 0.088722 | 0.088832 | 0.99473 | -0.047428 | 0.99609 | -0.058523 | 40.3784
33 | 2.6378 | 1.2173 | -2.634 | -1.2254 | 0.0037394 | -0.008176 | 0.084308 | 0.084421 | 0.084421 | 0.99473 | -0.047428 | 0.9934 | -0.036271 | 38.3733
34 | 0.14935 | 0.0722 | -0.14934 | -0.072329 | 4.5647e-06 | -0.00012891 | 0.0048027 | 0.0048043 | 0.0048043 | 0.99707 | -0.049562 | 0.99703 | -0.049765 | 2.2878
35 | 11.2841 | 5.0864 | -11.2826 | -5.09 | 0.0015444 | -0.0036129 | 0.35763 | 0.35769 | 0.35769 | 0.99911 | -0.016928 | 0.99894 | -0.019972 | 42.4807
36 | -11.4138 | -5.1484 | 11.4153 | 5.1451 | 0.0014698 | -0.0033322 | 0.36178 | 0.36172 | 0.36178 | 0.99911 | -0.016928 | 0.99926 | -0.014064 | 42.9667
37 | 0.1297 | 0.061963 | -0.12969 | -0.062814 | 8.2471e-07 | -0.00085121 | 0.004153 | 0.0041637 | 0.0041637 | 0.99911 | -0.016928 | 0.9991 | -0.016874 | 1.8926
38 | 10.6374 | 4.7865 | -10.6363 | -4.7897 | 0.0011647 | -0.0032001 | 0.33709 | 0.33714 | 0.33714 | 0.99894 | -0.019972 | 0.99882 | -0.022413 | 40.0401
39 | 0.64513 | 0.30356 | -0.64508 | -0.30577 | 5.2988e-05 | -0.0022088 | 0.020604 | 0.020631 | 0.020631 | 0.99894 | -0.019972 | 0.99887 | -0.019296 | 9.3778
40 | -11.8619 | -5.3592 | 11.8639 | 5.3553 | 0.0019085 | -0.0038768 | 0.37603 | 0.37596 | 0.37603 | 0.99926 | -0.014064 | 0.99945 | -0.010493 | 44.6593
41 | 0.44668 | 0.21416 | -0.44667 | -0.215 | 9.7295e-06 | -0.00084489 | 0.014311 | 0.014321 | 0.014321 | 0.99926 | -0.014064 | 0.99924 | -0.013878 | 6.5096
42 | 0.54471 | 0.25716 | -0.54468 | -0.25853 | 2.3486e-05 | -0.0013745 | 0.017408 | 0.017425 | 0.017425 | 0.99887 | -0.019296 | 0.99883 | -0.018939 | 7.9206
43 | -0.25091 | -0.12152 | 0.25091 | 0.12026 | 4.5677e-06 | -0.001256 | 0.0080581 | 0.0080424 | 0.0080581 | 0.99872 | -0.023097 | 0.99874 | -0.023254 | 3.6628
44 | -0.25091 | -0.12026 | 0.25092 | 0.11902 | 4.5092e-06 | -0.0012448 | 0.0080424 | 0.0080269 | 0.0080424 | 0.99874 | -0.023254 | 0.99875 | -0.023405 | 3.6556
45 | 0.44071 | 0.19027 | -0.44057 | -0.20357 | 0.00014621 | -0.013297 | 0.013889 | 0.014046 | 0.014046 | 0.99773 | -0.034889 | 0.99742 | -0.032508 | 6.3847
46 | 0.53143 | 0.25498 | -0.53141 | -0.25615 | 1.9234e-05 | -0.0011706 | 0.017054 | 0.017069 | 0.017069 | 0.99773 | -0.034889 | 0.9977 | -0.034578 | 7.7586
47 | 2.1324 | 0.98449 | -2.1319 | -0.98653 | 0.00057717 | -0.0020443 | 0.068019 | 0.068046 | 0.068046 | 0.99681 | -0.027292 | 0.99656 | -0.025176 | 30.9299
48 | 1.5649 | 0.74614 | -1.5645 | -0.74599 | 0.00041544 | 0.00015003 | 0.050151 | 0.050152 | 0.050152 | 0.99795 | -0.036515 | 0.99767 | -0.038369 | 23.882
49 | 2.2476 | 0.95746 | -2.2474 | -0.95804 | 0.00018615 | -0.00058123 | 0.071417 | 0.071424 | 0.071424 | 0.98751 | 0.017993 | 0.98743 | 0.018513 | 32.4654
50 | 1.4948 | 0.71222 | -1.4945 | -0.71213 | 0.00026846 | 9.017e-05 | 0.04791 | 0.047911 | 0.047911 | 0.99767 | -0.038369 | 0.99748 | -0.039626 | 22.8149
51 | 1.3028 | 0.61999 | -1.3028 | -0.6203 | 3.1401e-05 | -0.00031112 | 0.041756 | 0.04176 | 0.04176 | 0.99748 | -0.039626 | 0.99746 | -0.039424 | 18.982
52 | 0.10364 | 0.049502 | -0.10364 | -0.050196 | 4.3219e-07 | -0.00069412 | 0.003324 | 0.0033327 | 0.0033327 | 0.99748 | -0.039626 | 0.99748 | -0.03959 | 1.5149
53 | 1.2215 | 0.58089 | -1.2214 | -0.58167 | 6.8861e-05 | -0.00077899 | 0.039144 | 0.039154 | 0.039154 | 0.99746 | -0.039424 | 0.99741 | -0.038952 | 17.7973
54 | 0.32687 | 0.14905 | -0.32681 | -0.15799 | 5.5035e-05 | -0.008946 | 0.010397 | 0.010508 | 0.010508 | 0.99742 | -0.032508 | 0.99726 | -0.03114 | 4.7762
55 | 0.1137 | 0.05452 | -0.1137 | -0.055067 | 4.0991e-07 | -0.00054646 | 0.0036495 | 0.0036563 | 0.0036563 | 0.99742 | -0.032508 | 0.99741 | -0.032477 | 1.662
56 | 0.45069 | 0.21706 | -0.45068 | -0.21777 | 8.3347e-06 | -0.00070534 | 0.014474 | 0.014483 | 0.014483 | 0.9977 | -0.034578 | 0.99768 | -0.034419 | 6.5831
57 | 2.0556 | 0.94959 | -2.0521 | -0.94793 | 0.003512 | 0.0016576 | 0.065591 | 0.065598 | 0.065598 | 0.99656 | -0.025176 | 0.99475 | -0.038453 | 31.2369
58 | 0.32681 | 0.15799 | -0.32681 | -0.15828 | 1.795e-06 | -0.00028854 | 0.010508 | 0.010511 | 0.010511 | 0.99726 | -0.03114 | 0.99726 | -0.031092 | 4.7779
59 | 0.35731 | 0.17255 | -0.35731 | -0.17305 | 3.7711e-06 | -0.00050788 | 0.011481 | 0.011488 | 0.011488 | 0.99768 | -0.034419 | 0.99767 | -0.034327 | 5.2216
60 | 0.093854 | 0.04459 | -0.093854 | -0.045455 | 4.4633e-07 | -0.00086549 | 0.0030154 | 0.0030263 | 0.0030263 | 0.99475 | -0.038453 | 0.99475 | -0.038412 | 1.3756
61 | 1.8552 | 0.85344 | -1.8549 | -0.85465 | 0.0002549 | -0.0012084 | 0.059261 | 0.059276 | 0.059276 | 0.99475 | -0.038453 | 0.99462 | -0.037389 | 26.9438
62 | 0.26154 | 0.11826 | -0.26154 | -0.11846 | 8.138e-07 | -0.00020655 | 0.0083369 | 0.0083394 | 0.0083394 | 0.99388 | -0.03102 | 0.99388 | -0.030997 | 3.7906
63 | -0.70102 | -0.33076 | 0.70108 | 0.32884 | 5.5695e-05 | -0.0019268 | 0.022514 | 0.02249 | 0.022514 | 0.99388 | -0.03102 | 0.99395 | -0.031668 | 10.2337
64 | 0.2188 | 0.10563 | -0.21878 | -0.10596 | 2.6342e-05 | -0.00033333 | 0.007057 | 0.0070614 | 0.0070614 | 0.99388 | -0.03102 | 0.99375 | -0.031819 | 3.3626
65 | 0.26154 | 0.11846 | -0.26151 | -0.12543 | 2.7731e-05 | -0.0069645 | 0.0083394 | 0.008425 | 0.008425 | 0.99388 | -0.030997 | 0.99378 | -0.030151 | 3.8295
66 | -0.70108 | -0.32884 | 0.70121 | 0.32418 | 0.000134 | -0.004654 | 0.02249 | 0.022433 | 0.02249 | 0.99395 | -0.031668 | 0.99413 | -0.033189 | 10.2228
67 | -1.7745 | -0.82721 | 1.7755 | 0.82233 | 0.00094142 | -0.0048773 | 0.056852 | 0.056789 | 0.056852 | 0.99413 | -0.033189 | 0.99462 | -0.037389 | 25.8418
68 | 0.81115 | 0.37621 | -0.8106 | -0.39049 | 0.00055532 | -0.014287 | 0.025964 | 0.026144 | 0.026144 | 0.99413 | -0.033189 | 0.9935 | -0.02754 | 11.8835
69 | 0.26215 | 0.12682 | -0.26215 | -0.12697 | 6.0642e-07 | -0.00014968 | 0.0084563 | 0.0084582 | 0.0084582 | 0.99413 | -0.033189 | 0.99413 | -0.033169 | 3.8446
70 | 0.079481 | 0.032319 | -0.079479 | -0.036745 | 1.5824e-06 | -0.0044253 | 0.0024902 | 0.0025414 | 0.0025414 | 0.99462 | -0.037389 | 0.9946 | -0.037257 | 1.1552
71 | 0.8106 | 0.39049 | -0.81045 | -0.39054 | 0.0001483 | -5.057e-05 | 0.026144 | 0.026145 | 0.026145 | 0.9935 | -0.02754 | 0.9933 | -0.02877 | 12.4502
72 | -0.38443 | -0.18619 | 0.38443 | 0.18609 | 8.7711e-07 | -0.0001017 | 0.012367 | 0.012366 | 0.012367 | 0.99702 | -0.037997 | 0.99703 | -0.038017 | 5.6215
73 | -0.38443 | -0.18609 | 0.38447 | 0.1813 | 4.1097e-05 | -0.0047895 | 0.012366 | 0.012306 | 0.012366 | 0.99703 | -0.038017 | 0.99712 | -0.038921 | 5.6209
74 | -0.38447 | -0.1813 | 0.38449 | 0.17956 | 1.4812e-05 | -0.0017379 | 0.012306 | 0.012285 | 0.012306 | 0.99712 | -0.038921 | 0.99716 | -0.039233 | 5.5937
75 | 0.079479 | 0.036745 | -0.079479 | -0.038493 | 6.439e-07 | -0.0017488 | 0.0025414 | 0.0025631 | 0.0025631 | 0.9946 | -0.037257 | 0.9946 | -0.03719 | 1.1651
76 | -0.62157 | -0.29439 | 0.62163 | 0.29176 | 5.8792e-05 | -0.0026245 | 0.019911 | 0.019878 | 0.019911 | 0.99716 | -0.039233 | 0.99725 | -0.040008 | 9.0502
77 | 0.26151 | 0.12543 | -0.2615 | -0.12665 | 4.94e-06 | -0.0012255 | 0.008425 | 0.0084404 | 0.0084404 | 0.99378 | -0.030151 | 0.99376 | -0.029988 | 3.8366
78 | 0.39237 | 0.18955 | -0.39236 | -0.18958 | 1.0968e-05 | -3.9063e-05 | 0.012614 | 0.012614 | 0.012614 | 0.99725 | -0.040008 | 0.99722 | -0.040194 | 6.0068
79 | -1.014 | -0.48131 | 1.0142 | 0.48131 | 0.00015101 | -7.4976e-07 | 0.032491 | 0.03249 | 0.032491 | 0.99725 | -0.040008 | 0.99741 | -0.038952 | 15.472
80 | 0.59536 | 0.28134 | -0.59531 | -0.2814 | 5.0277e-05 | -6.0591e-05 | 0.019067 | 0.019068 | 0.019068 | 0.99694 | -0.032892 | 0.99686 | -0.0335 | 9.0801
81 | -0.80065 | -0.38077 | 0.80107 | 0.3806 | 0.0004187 | -0.00016115 | 0.025672 | 0.025666 | 0.025672 | 0.99694 | -0.032892 | 0.9975 | -0.029202 | 12.2246
82 | 0.59531 | 0.2814 | -0.59522 | -0.28564 | 8.7576e-05 | -0.0042422 | 0.019068 | 0.019121 | 0.019121 | 0.99686 | -0.0335 | 0.99672 | -0.032266 | 8.6915
83 | -0.9617 | -0.4584 | 0.96189 | 0.45839 | 0.00018395 | -1.3823e-05 | 0.030832 | 0.03083 | 0.030832 | 0.9975 | -0.029202 | 0.9977 | -0.027864 | 14.6818
84 | 0.59522 | 0.28564 | -0.59514 | -0.28574 | 8.0524e-05 | -9.6127e-05 | 0.019121 | 0.019123 | 0.019123 | 0.99672 | -0.032266 | 0.99658 | -0.033188 | 9.1063
85 | -1.1791 | -0.56361 | 1.1792 | 0.56322 | 3.2043e-05 | -0.00038949 | 0.037814 | 0.037809 | 0.037814 | 0.9977 | -0.027864 | 0.99772 | -0.028094 | 17.1883
86 | 0.3235 | 0.15417 | -0.32341 | -0.15465 | 8.6406e-05 | -0.00047901 | 0.01038 | 0.010387 | 0.010387 | 0.99658 | -0.033188 | 0.9963 | -0.035045 | 4.9462
87 | 0.32341 | 0.15465 | -0.3234 | -0.15585 | 7.3159e-06 | -0.0011998 | 0.010387 | 0.010402 | 0.010402 | 0.9963 | -0.035045 | 0.99627 | -0.034851 | 4.7282
88 | 0.26252 | 0.12637 | -0.26247 | -0.12678 | 4.7878e-05 | -0.00041642 | 0.008442 | 0.0084476 | 0.0084476 | 0.99627 | -0.034851 | 0.99608 | -0.036074 | 4.0227
89 | -0.13576 | -0.065753 | 0.13577 | 0.06542 | 9.7408e-06 | -0.00033298 | 0.0043721 | 0.0043678 | 0.0043721 | 0.99601 | -0.036551 | 0.99608 | -0.036074 | 2.0819
90 | -0.45916 | -0.21078 | 0.45942 | 0.18868 | 0.00026491 | -0.022105 | 0.014667 | 0.01441 | 0.014667 | 0.99437 | -0.045337 | 0.99491 | -0.049179 | 6.6669
91 | 0.11743 | 0.045313 | -0.11742 | -0.056658 | 8.8641e-06 | -0.011345 | 0.003654 | 0.0037851 | 0.0037851 | 0.99437 | -0.045337 | 0.9943 | -0.044836 | 1.7205
92 | 0.34173 | 0.16547 | -0.34172 | -0.1655 | 7.2193e-06 | -3.4842e-05 | 0.011023 | 0.011023 | 0.011023 | 0.99437 | -0.045337 | 0.99435 | -0.045476 | 5.2491
93 | 0.59207 | 0.2713 | -0.59183 | -0.28301 | 0.00023953 | -0.01171 | 0.018897 | 0.019042 | 0.019042 | 0.99491 | -0.049179 | 0.99454 | -0.045917 | 8.6553
94 | 0.29435 | 0.13885 | -0.29434 | -0.14057 | 8.7081e-06 | -0.0017222 | 0.0094431 | 0.0094646 | 0.0094646 | 0.99491 | -0.049179 | 0.99489 | -0.048933 | 4.3021
95 | -1.3458 | -0.59882 | 1.346 | 0.59751 | 0.00013993 | -0.0013152 | 0.042741 | 0.042725 | 0.042741 | 0.99491 | -0.049179 | 0.99501 | -0.049914 | 19.4276
96 | 0.11742 | 0.056658 | -0.11742 | -0.056868 | 1.7043e-07 | -0.00021015 | 0.0037851 | 0.0037878 | 0.0037878 | 0.9943 | -0.044836 | 0.9943 | -0.044824 | 1.7217
97 | 0.59183 | 0.28301 | -0.59179 | -0.28514 | 4.401e-05 | -0.002131 | 0.019042 | 0.019069 | 0.019069 | 0.99454 | -0.045917 | 0.99447 | -0.045282 | 8.6675
98 | 0.29434 | 0.14057 | -0.29433 | -0.14255 | 1.005e-05 | -0.0019777 | 0.0094646 | 0.0094895 | 0.0094895 | 0.99489 | -0.048933 | 0.99485 | -0.04864 | 4.3134
99 | -1.7359 | -0.78633 | 1.7362 | 0.78419 | 0.00038882 | -0.0021386 | 0.055287 | 0.05526 | 0.055287 | 0.99501 | -0.049914 | 0.99522 | -0.051573 | 25.1306
100 | 0.37556 | 0.18041 | -0.37555 | -0.1812 | 6.5582e-06 | -0.00079042 | 0.012094 | 0.012104 | 0.012104 | 0.99447 | -0.045282 | 0.99445 | -0.045132 | 5.5019
101 | 0.29056 | 0.14028 | -0.29056 | -0.14072 | 2.1687e-06 | -0.00044122 | 0.0093402 | 0.0093458 | 0.0093458 | 0.99722 | -0.040194 | 0.99721 | -0.040129 | 4.2481
102 | 0.12293 | 0.055349 | -0.12293 | -0.057149 | 1.5411e-06 | -0.0018006 | 0.0038965 | 0.0039181 | 0.0039181 | 0.99879 | -0.019252 | 0.99877 | -0.019157 | 1.781
103 | 0.11738 | 0.055879 | -0.11738 | -0.05685 | 7.7132e-07 | -0.00097135 | 0.0037574 | 0.0037696 | 0.0037696 | 0.99879 | -0.019252 | 0.99878 | -0.019196 | 1.7135
104 | -0.24031 | -0.11123 | 0.24032 | 0.11112 | 9.7329e-06 | -0.00010499 | 0.0076535 | 0.0076521 | 0.0076535 | 0.99879 | -0.019252 | 0.99883 | -0.018939 | 3.6445
105 | 0.12293 | 0.057149 | -0.12292 | -0.059535 | 2.0687e-06 | -0.0023856 | 0.0039181 | 0.0039477 | 0.0039477 | 0.99877 | -0.019157 | 0.99876 | -0.019017 | 1.7944
106 | 0.44667 | 0.215 | -0.44666 | -0.21613 | 1.3003e-05 | -0.0011271 | 0.014321 | 0.014335 | 0.014335 | 0.99924 | -0.013878 | 0.99921 | -0.013626 | 6.5161
107 | 0.26114 | 0.12628 | -0.26112 | -0.12646 | 2.1032e-05 | -0.0001871 | 0.0083801 | 0.0083827 | 0.0083827 | 0.99921 | -0.013626 | 0.99912 | -0.014159 | 3.9917
108 | -11.9363 | -5.3904 | 11.9386 | 5.386 | 0.0022286 | -0.0044516 | 0.37829 | 0.37821 | 0.37829 | 0.99945 | -0.010493 | 0.99966 | -0.0063461 | 44.9275
109 | 0.54948 | 0.26415 | -0.54932 | -0.26438 | 0.00015456 | -0.00022849 | 0.017718 | 0.017722 | 0.017722 | 0.9933 | -0.02877 | 0.99301 | -0.030673 | 8.4393
110 | 0.19027 | 0.090605 | -0.19026 | -0.092149 | 3.3001e-06 | -0.0015445 | 0.0061266 | 0.006146 | 0.006146 | 0.99297 | -0.030934 | 0.99295 | -0.030786 | 2.7937
111 | -0.19027 | -0.090605 | 0.19027 | 0.090485 | 7.0634e-06 | -0.00011993 | 0.0061266 | 0.006125 | 0.0061266 | 0.99297 | -0.030934 | 0.99301 | -0.030673 | 2.9174
112 | 2.3897 | 1.0822 | -2.3875 | -1.0883 | 0.0022163 | -0.0061337 | 0.076026 | 0.076107 | 0.076107 | 0.99609 | -0.058523 | 0.99522 | -0.051573 | 34.5942
113 | -5.4196 | -2.4684 | 5.4303 | 2.4508 | 0.010694 | -0.01763 | 0.17259 | 0.17228 | 0.17259 | 0.99609 | -0.058523 | 0.99826 | -0.032917 | 47.6763
114 | 0.24359 | 0.11786 | -0.24358 | -0.11797 | 1.1202e-05 | -0.00011404 | 0.0078424 | 0.0078439 | 0.0078439 | 0.99609 | -0.058523 | 0.99604 | -0.058827 | 3.7352
115 | 0.65123 | 0.30414 | -0.651 | -0.31322 | 0.00022582 | -0.0090837 | 0.020848 | 0.020962 | 0.020962 | 0.99522 | -0.051573 | 0.9949 | -0.048694 | 9.5281
116 | 1.4575 | 0.69883 | -1.4572 | -0.70121 | 0.00030224 | -0.0023736 | 0.046743 | 0.046774 | 0.046774 | 0.99826 | -0.032917 | 0.99807 | -0.031144 | 21.2609
117 | -8.4687 | -3.9001 | 8.4755 | 3.8852 | 0.0067189 | -0.014976 | 0.26962 | 0.26939 | 0.26962 | 0.99826 | -0.032917 | 0.99908 | -0.029029 | 42.2603
118 | 1.5809 | 0.7505 | -1.5805 | -0.75315 | 0.00039774 | -0.0026474 | 0.050607 | 0.050641 | 0.050641 | 0.99826 | -0.032917 | 0.99802 | -0.030813 | 23.0188
119 | 0.11045 | 0.052667 | -0.11045 | -0.053493 | 5.936e-07 | -0.00082602 | 0.0035558 | 0.0035662 | 0.0035662 | 0.9934 | -0.036271 | 0.9934 | -0.036225 | 1.621
120 | 2.5236 | 1.1728 | -2.523 | -1.1725 | 0.0005601 | 0.00029421 | 0.080866 | 0.080866 | 0.080866 | 0.9934 | -0.036271 | 0.99317 | -0.037962 | 38.5078
121 | 2.2582 | 1.0442 | -2.2581 | -1.0447 | 0.00014547 | -0.00044751 | 0.072315 | 0.072321 | 0.072321 | 0.99317 | -0.037962 | 0.99311 | -0.037458 | 32.8732
122 | -11.9386 | -5.386 | 11.942 | 5.3792 | 0.0034057 | -0.0068134 | 0.37821 | 0.37809 | 0.37821 | 0.99966 | -0.0063461 | 1 | 0 | 44.9183
123 | -9.0144 | -4.1464 | 9.0148 | 4.1451 | 0.00031377 | -0.0013086 | 0.28645 | 0.28643 | 0.28645 | 0.99996 | -0.00075415 | 1 | 0 | 34.0196
124 | 8.878 | 4.0803 | -8.8729 | -4.0735 | 0.0050023 | 0.0067861 | 0.28207 | 0.28207 | 0.28207 | 0.99996 | -0.00075415 | 0.99918 | -0.027113 | 34.3992
125 | 0.25971 | 0.12559 | -0.25969 | -0.12577 | 2.0053e-05 | -0.00018048 | 0.0083346 | 0.0083371 | 0.0083371 | 0.99918 | -0.027113 | 0.9991 | -0.027623 | 3.97
126 | 8.4762 | 3.8816 | -8.4755 | -3.8852 | 0.00074593 | -0.0035998 | 0.26934 | 0.26939 | 0.26939 | 0.99918 | -0.027113 | 0.99908 | -0.029029 | 31.9945
127 | 0.15982 | 0.076716 | -0.15981 | -0.077402 | 1.0294e-06 | -0.00068608 | 0.005146 | 0.0051547 | 0.0051547 | 0.99445 | -0.045132 | 0.99445 | -0.045076 | 2.343
128 | 1.5805 | 0.75315 | -1.5804 | -0.75421 | 0.00016069 | -0.0010681 | 0.050641 | 0.050655 | 0.050655 | 0.99802 | -0.030813 | 0.99793 | -0.029958 | 23.0251
129 | 1.1794 | 0.56003 | -1.1794 | -0.56019 | 1.2918e-05 | -0.00015745 | 0.037769 | 0.037771 | 0.037771 | 0.99793 | -0.029958 | 0.99792 | -0.029866 | 17.1685
130 | 0.651 | 0.31322 | -0.65095 | -0.31527 | 5.1351e-05 | -0.0020509 | 0.020962 | 0.020988 | 0.020988 | 0.9949 | -0.048694 | 0.99483 | -0.048012 | 9.5399
131 | 1.0644 | 0.51097 | -1.0643 | -0.51248 | 0.00010096 | -0.0015113 | 0.034151 | 0.03417 | 0.03417 | 0.99807 | -0.031144 | 0.99798 | -0.030331 | 15.5319
132 | 1.1794 | 0.56019 | -1.1792 | -0.56322 | 0.00024906 | -0.0030317 | 0.037771 | 0.037809 | 0.037809 | 0.99792 | -0.029866 | 0.99772 | -0.028094 | 17.1861
133 | 1.0643 | 0.51248 | -1.0643 | -0.51347 | 6.6616e-05 | -0.00099607 | 0.03417 | 0.034183 | 0.034183 | 0.99798 | -0.030331 | 0.99792 | -0.029792 | 15.5377
134 | -1.9426 | -0.89246 | 1.9427 | 0.8921 | 8.5207e-05 | -0.00036389 | 0.062146 | 0.062141 | 0.062146 | 0.99305 | -0.03698 | 0.99309 | -0.037317 | 28.248
135 | 1.8375 | 0.84153 | -1.8373 | -0.84226 | 0.00015202 | -0.00073155 | 0.05875 | 0.058759 | 0.058759 | 0.99305 | -0.03698 | 0.99298 | -0.036346 | 26.7087
136 | -2.0715 | -0.95448 | 2.0716 | 0.95434 | 3.7571e-05 | -0.00013962 | 0.0663 | 0.066298 | 0.0663 | 0.99309 | -0.037317 | 0.99311 | -0.037458 | 30.1363
137 | 1.6051 | 0.7298 | -1.605 | -0.73069 | 0.00013848 | -0.00088801 | 0.051261 | 0.051272 | 0.051272 | 0.99298 | -0.036346 | 0.9929 | -0.035698 | 23.3053
138 | 1.9518 | 0.82699 | -1.9501 | -0.83416 | 0.0016919 | -0.0071635 | 0.06197 | 0.062058 | 0.062058 | 0.98743 | 0.018513 | 0.98662 | 0.023944 | 28.2083
139 | 0.29566 | 0.13105 | -0.2956 | -0.14286 | 6.1568e-05 | -0.011811 | 0.0094546 | 0.0095999 | 0.0095999 | 0.98743 | 0.018513 | 0.98724 | 0.02015 | 4.3636
140 | -0.34468 | -0.16694 | 0.34469 | 0.16604 | 6.5892e-06 | -0.00090224 | 0.011238 | 0.011226 | 0.011238 | 0.98382 | 0.044215 | 0.98384 | 0.04405 | 5.108
141 | -0.34469 | -0.16604 | 0.34478 | 0.15337 | 9.1058e-05 | -0.012664 | 0.011226 | 0.011069 | 0.011226 | 0.98384 | 0.04405 | 0.98408 | 0.041974 | 5.1027
142 | -0.63428 | -0.29322 | 0.6348 | 0.2716 | 0.00052114 | -0.021623 | 0.020498 | 0.020239 | 0.020498 | 0.98408 | 0.041974 | 0.98485 | 0.036143 | 9.3174
143 | 0.2895 | 0.13985 | -0.2895 | -0.14021 | 1.848e-06 | -0.00035911 | 0.0094313 | 0.0094359 | 0.0094359 | 0.98408 | 0.041974 | 0.98408 | 0.042029 | 4.289
144 | 0.8344 | 0.35322 | -0.8338 | -0.36783 | 0.00060404 | -0.014611 | 0.026541 | 0.026713 | 0.026713 | 0.98553 | 0.031402 | 0.98485 | 0.036143 | 12.1421
145 | 0.33926 | 0.13737 | -0.33908 | -0.1635 | 0.00017823 | -0.026133 | 0.010721 | 0.011032 | 0.011032 | 0.98553 | 0.031402 | 0.98504 | 0.035099 | 5.0145
146 | -1.1737 | -0.49058 | 1.1737 | 0.48971 | 7.1128e-05 | -0.00086912 | 0.037261 | 0.037251 | 0.037261 | 0.98553 | 0.031402 | 0.98558 | 0.031045 | 16.9367
147 | 0.199 | 0.096227 | -0.19899 | -0.096374 | 9.9184e-06 | -0.00014728 | 0.0064791 | 0.0064811 | 0.0064811 | 0.98485 | 0.036143 | 0.98479 | 0.035814 | 3.0862
148 | 0.33908 | 0.1635 | -0.33908 | -0.16422 | 5.0741e-06 | -0.00072138 | 0.011032 | 0.011041 | 0.011041 | 0.98504 | 0.035099 | 0.98502 | 0.035229 | 5.0187
149 | -1.4286 | -0.61315 | 1.4286 | 0.61298 | 2.0809e-05 | -0.00016819 | 0.045534 | 0.045532 | 0.045534 | 0.98558 | 0.031045 | 0.9856 | 0.030951 | 20.6974
150 | 0.24224 | 0.11055 | -0.24222 | -0.11602 | 1.9342e-05 | -0.0054712 | 0.007799 | 0.007867 | 0.007867 | 0.9856 | 0.030951 | 0.98552 | 0.031593 | 3.5759
151 | -1.6709 | -0.72353 | 1.6725 | 0.71393 | 0.0016458 | -0.0095966 | 0.05333 | 0.053213 | 0.05333 | 0.9856 | 0.030951 | 0.98652 | 0.024604 | 24.2407
152 | -0.2956 | -0.14316 | 0.2956 | 0.14286 | 1.6231e-06 | -0.00030638 | 0.0096039 | 0.0095999 | 0.0096039 | 0.98724 | 0.020198 | 0.98724 | 0.02015 | 4.3654
153 | 1.9501 | 0.83416 | -1.95 | -0.83444 | 6.7047e-05 | -0.00028317 | 0.062058 | 0.062062 | 0.062062 | 0.98662 | 0.023944 | 0.98659 | 0.024163 | 28.2099
154 | 1.8557 | 0.78875 | -1.8557 | -0.78884 | 1.9606e-05 | -9.2234e-05 | 0.058998 | 0.058999 | 0.058999 | 0.98659 | 0.024163 | 0.98658 | 0.024229 | 26.8179
155 | 1.8557 | 0.78884 | -1.8555 | -0.78937 | 0.00011175 | -0.00052561 | 0.058999 | 0.059006 | 0.059006 | 0.98658 | 0.024229 | 0.98652 | 0.024604 | 26.8208
156 | -1.2162 | -0.54242 | 1.2163 | 0.54246 | 0.00017477 | 3.2487e-05 | 0.038722 | 0.038721 | 0.038722 | 0.99274 | -0.036937 | 0.9929 | -0.035698 | 18.4391
157 | 1.1352 | 0.50323 | -1.135 | -0.5032 | 0.00025066 | 3.0093e-05 | 0.036109 | 0.036111 | 0.036111 | 0.99274 | -0.036937 | 0.99251 | -0.038872 | 17.1955
158 | 0.14686 | 0.07042 | -0.14686 | -0.071125 | 9.0037e-07 | -0.0007053 | 0.0047371 | 0.004746 | 0.004746 | 0.99251 | -0.038872 | 0.9925 | -0.038819 | 2.1573
159 | 0.21043 | 0.090236 | -0.21041 | -0.10131 | 2.8459e-05 | -0.011077 | 0.0066595 | 0.0067931 | 0.0067931 | 0.99251 | -0.038872 | 0.99238 | -0.037855 | 3.0878
160 | 0.7777 | 0.34255 | -0.7774 | -0.35111 | 0.00030142 | -0.0085642 | 0.024717 | 0.024819 | 0.024819 | 0.99251 | -0.038872 | 0.99215 | -0.036104 | 11.2814
161 | 0.21041 | 0.10131 | -0.2104 | -0.1019 | 1.5473e-06 | -0.00058947 | 0.0067931 | 0.0068006 | 0.0068006 | 0.99238 | -0.037855 | 0.99238 | -0.037791 | 3.0912
162 | 0.23203 | 0.11232 | -0.23203 | -0.11238 | 1.7529e-07 | -5.4806e-05 | 0.0075005 | 0.0075012 | 0.0075012 | 0.99215 | -0.036104 | 0.99214 | -0.036097 | 3.4096
163 | 0.15393 | 0.06644 | -0.15392 | -0.074498 | 1.111e-05 | -0.0080576 | 0.0048781 | 0.0049757 | 0.0049757 | 0.99215 | -0.036104 | 0.99208 | -0.035553 | 2.2617
164 | 0.39144 | 0.17235 | -0.39129 | -0.18854 | 0.00014506 | -0.016188 | 0.012444 | 0.012642 | 0.012642 | 0.99215 | -0.036104 | 0.9918 | -0.033224 | 5.7464
165 | 0.15392 | 0.074498 | -0.15392 | -0.074544 | 1.8029e-06 | -4.6888e-05 | 0.0049757 | 0.0049763 | 0.0049763 | 0.99208 | -0.035553 | 0.99207 | -0.03563 | 2.3697
166 | 0.39129 | 0.18854 | -0.39129 | -0.18935 | 7.4352e-06 | -0.00081554 | 0.012642 | 0.012653 | 0.012653 | 0.9918 | -0.033224 | 0.99178 | -0.03306 | 5.7512
167 | 0.32269 | 0.15613 | -0.32269 | -0.15621 | 4.5441e-07 | -7.328e-05 | 0.010434 | 0.010435 | 0.010435 | 0.99178 | -0.03306 | 0.99178 | -0.033047 | 4.7432
168 | -1.0641 | -0.51539 | 1.0643 | 0.51347 | 0.00012825 | -0.0019152 | 0.034207 | 0.034183 | 0.034207 | 0.99781 | -0.028746 | 0.99792 | -0.029792 | 15.5488
169 | 0.2321 | 0.11233 | -0.23209 | -0.11241 | 7.1172e-06 | -7.8803e-05 | 0.0075052 | 0.0075062 | 0.0075062 | 0.99178 | -0.033047 | 0.99175 | -0.03325 | 3.5744
170 | 0.071246 | 0.02251 | -0.071246 | -0.022902 | 1.0772e-07 | -0.00039156 | 0.0021864 | 0.0021899 | 0.0021899 | 0.98651 | 0.024679 | 0.98651 | 0.024681 | 0.9954
171 | -0.18304 | -0.076653 | 0.18304 | 0.075438 | 2.3508e-06 | -0.0012156 | 0.0058068 | 0.0057932 | 0.0058068 | 0.98651 | 0.024679 | 0.98652 | 0.024604 | 2.6395
172 | 0.071246 | 0.022902 | -0.071244 | -0.028944 | 1.7087e-06 | -0.0060419 | 0.0021899 | 0.0022503 | 0.0022503 | 0.98651 | 0.024681 | 0.98648 | 0.024762 | 1.0229
173 | 0.071244 | 0.028944 | -0.071242 | -0.034504 | 1.6642e-06 | -0.0055607 | 0.0022503 | 0.0023165 | 0.0023165 | 0.98648 | 0.024762 | 0.98646 | 0.024928 | 1.0529
174 | 0.24222 | 0.11602 | -0.24222 | -0.11731 | 4.6257e-06 | -0.0012942 | 0.007867 | 0.0078834 | 0.0078834 | 0.98552 | 0.031593 | 0.9855 | 0.031758 | 3.5834

## res_trafo
| p_hv_mw | q_hv_mvar | p_lv_mw | q_lv_mvar | pl_mw | ql_mvar | i_hv_ka | i_lv_ka | vm_hv_pu | va_hv_degree | vm_lv_pu | va_lv_degree | loading_percent
0 | 2.6518e-14 | 1.7507e-14 | 0.013999 | 0.0105 | 0.013999 | 0.0105 | 1.6678e-16 | 0.00050517 | 0.99997 | 149.9981 | 1 | 0 | 0.069998

## res_ext_grid
| p_mw | q_mvar
0 | 20.9707 | 9.5348

## res_load
| p_mw | q_mvar
0 | 0.32662 | 0.15819
1 | 0.14171 | 0.068632
2 | 0.088359 | 0.042794
3 | 0.35571 | 0.17228
4 | 0.069796 | 0.033804
5 | 0.2577 | 0.12481
6 | 0.37931 | 0.18371
7 | 0.11627 | 0.056312
8 | 0.17891 | 0.08665
9 | 0.070802 | 0.034291
10 | 0.14443 | 0.06995
11 | 0.1044 | 0.050564
12 | 0.12969 | 0.062814
13 | 0.10037 | 0.04861
14 | 0.25091 | 0.12152
15 | 0.38987 | 0.18882
16 | 0.12884 | 0.062401
17 | 0.18763 | 0.090872
18 | 0.069733 | 0.033773
19 | 0.088035 | 0.042637
20 | 0.10364 | 0.050196
21 | 0.08136 | 0.039404
22 | 0.080718 | 0.039094
23 | 0.07628 | 0.036944
24 | 0.1137 | 0.055067
25 | 0.093369 | 0.045221
26 | 0.32681 | 0.15828
27 | 0.10303 | 0.049899
28 | 0.22068 | 0.10688
29 | 0.21878 | 0.10596
30 | 0.26215 | 0.12697
31 | 0.35731 | 0.17305
32 | 0.38443 | 0.18619
33 | 0.079479 | 0.038493
34 | 0.23709 | 0.11483
35 | 0.093854 | 0.045455
36 | 0.20529 | 0.099427
37 | 0.16064 | 0.0778
38 | 0.21725 | 0.10522
39 | 0.27164 | 0.13156
40 | 0.2615 | 0.12665
41 | 0.060885 | 0.029488
42 | 0.13576 | 0.065753
43 | 0.1267 | 0.061362
44 | 0.34172 | 0.1655
45 | 0.11742 | 0.056868
46 | 0.38987 | 0.18882
47 | 0.21623 | 0.10473
48 | 0.10179 | 0.0493
49 | 0.20723 | 0.10037
50 | 0.11738 | 0.05685
51 | 0.30437 | 0.14741
52 | 0.29056 | 0.14072
53 | 0.12292 | 0.059535
54 | 0.18552 | 0.089851
55 | 0.072477 | 0.035102
56 | 0.26097 | 0.12639
57 | 0.19026 | 0.092149
58 | 0.35905 | 0.17389
59 | 0.14934 | 0.072329
60 | 0.24358 | 0.11797
61 | 0.11045 | 0.053493
62 | 0.26482 | 0.12826
63 | 0.26112 | 0.12646
64 | 0.13649 | 0.066107
65 | 0.13704 | 0.066371
66 | 0.25969 | 0.12577
67 | 0.29433 | 0.14255
68 | 0.21573 | 0.10448
69 | 0.40094 | 0.19418
70 | 0.65095 | 0.31527
71 | 0.39279 | 0.19024
72 | 0.10516 | 0.050933
73 | 0.12879 | 0.062378
74 | 0.2322 | 0.11246
75 | 0.18652 | 0.090335
76 | 0.47312 | 0.22914
77 | 0.34468 | 0.16694
78 | 0.25486 | 0.12343
79 | 0.2895 | 0.14021
80 | 0.19899 | 0.096374
81 | 0.33908 | 0.16422
82 | 0.2956 | 0.14316
83 | 0.094335 | 0.045689
84 | 0.08092 | 0.039192
85 | 0.38865 | 0.18823
86 | 0.14686 | 0.071125
87 | 0.2104 | 0.1019
88 | 0.15392 | 0.074544
89 | 0.068593 | 0.033221
90 | 0.23203 | 0.11238
91 | 1.0641 | 0.51539
92 | 0.15981 | 0.077402
93 | 0.090596 | 0.043878
94 | 0.23209 | 0.11241
95 | 0.11179 | 0.054143
96 | 0.071242 | 0.034504
97 | 0.24222 | 0.11731

## dtypes
| element | column | dtype
0 | bus | name | object
1 | bus | vn_kv | float64
2 | bus | type | object
3 | bus | zone | object
4 | bus | in_service | bool
5 | load | name | object
6 | load | bus | uint32
7 | load | p_mw | float64
8 | load | q_mvar | float64
9 | load | const_z_percent | float64
10 | load | const_i_percent | float64
11 | load | sn_mva | float64
12 | load | scaling | float64
13 | load | in_service | bool
14 | load | type | object
15 | ext_grid | name | object
16 | ext_grid | bus | uint32
17 | ext_grid | vm_pu | float64
18 | ext_grid | va_degree | float64
19 | ext_grid | slack_weight | float64
20 | ext_grid | in_service | bool
21 | line | name | object
22 | line | std_type | object
23 | line | from_bus | uint32
24 | line | to_bus | uint32
25 | line | length_km | float64
26 | line | r_ohm_per_km | float64
27 | line | x_ohm_per_km | float64
28 | line | c_nf_per_km | float64
29 | line | g_us_per_km | float64
30 | line | max_i_ka | float64
31 | line | df | float64
32 | line | parallel | uint32
33 | line | type | object
34 | line | in_service | bool
35 | trafo | name | object
36 | trafo | std_type | object
37 | trafo | hv_bus | uint32
38 | trafo | lv_bus | uint32
39 | trafo | sn_mva | float64
40 | trafo | vn_hv_kv | float64
41 | trafo | vn_lv_kv | float64
42 | trafo | vk_percent | float64
43 | trafo | vkr_percent | float64
44 | trafo | pfe_kw | float64
45 | trafo | i0_percent | float64
46 | trafo | shift_degree | float64
47 | trafo | tap_side | object
48 | trafo | tap_neutral | int32
49 | trafo | tap_min | int32
50 | trafo | tap_max | int32
51 | trafo | tap_step_percent | float64
52 | trafo | tap_step_degree | float64
53 | trafo | tap_pos | int32
54 | trafo | tap_phase_shifter | bool
55 | trafo | parallel | uint32
56 | trafo | df | float64
57 | trafo | in_service | bool
58 | bus_geodata | x | float64
59 | bus_geodata | y | float64
60 | bus_geodata | coords | object
61 | res_bus | vm_pu | float64
62 | res_bus | va_degree | float64
63 | res_bus | p_mw | float64
64 | res_bus | q_mvar | float64
65 | res_line | p_from_mw | float64
66 | res_line | q_from_mvar | float64
67 | res_line | p_to_mw | float64
68 | res_line | q_to_mvar | float64
69 | res_line | pl_mw | float64
70 | res_line | ql_mvar | float64
71 | res_line | i_from_ka | float64
72 | res_line | i_to_ka | float64
73 | res_line | i_ka | float64
74 | res_line | vm_from_pu | float64
75 | res_line | va_from_degree | float64
76 | res_line | vm_to_pu | float64
77 | res_line | va_to_degree | float64
78 | res_line | loading_percent | float64
79 | res_trafo | p_hv_mw | float64
80 | res_trafo | q_hv_mvar | float64
81 | res_trafo | p_lv_mw | float64
82 | res_trafo | q_lv_mvar | float64
83 | res_trafo | pl_mw | float64
84 | res_trafo | ql_mvar | float64
85 | res_trafo | i_hv_ka | float64
86 | res_trafo | i_lv_ka | float64
87 | res_trafo | vm_hv_pu | float64
88 | res_trafo | va_hv_degree | float64
89 | res_trafo | vm_lv_pu | float64
90 | res_trafo | va_lv_degree | float64
91 | res_trafo | loading_percent | float64
92 | res_ext_grid | p_mw | float64
93 | res_ext_grid | q_mvar | float64
94 | res_load | p_mw | float64
95 | res_load | q_mvar | float64

## parameters
| version | format_version | converged | OPF_converged | name | f_hz | sn_mva
0 | 2.14.6 | 2.14.0 | TRUE | FALSE |  | 50 | 1