## bus
| name | vn_kv | type | zone | in_service
0 | bus_MV_597_0_node_0 | 20 | n |  | TRUE
1 | bus_MV_597_0_node_2 | 20 | n |  | TRUE
2 | bus_MV_597_0_node_1 | 20 | n |  | TRUE
3 | bus_MV_597_0_node_4 | 20 | n |  | TRUE
4 | bus_MV_597_0_node_130 | 20 | n |  | TRUE
5 | bus_MV_597_0_node_131 | 20 | n |  | TRUE
6 | bus_MV_597_0_node_3 | 20 | n |  | TRUE
7 | bus_MV_597_0_node_12 | 20 | n |  | TRUE
8 | bus_MV_597_0_node_203 | 20 | n |  | TRUE
9 | bus_MV_597_0_node_129 | 20 | n |  | TRUE
10 | bus_MV_597_0_node_128 | 20 | n |  | TRUE
11 | bus_MV_597_0_node_13 | 20 | n |  | TRUE
12 | bus_MV_597_0_node_5 | 20 | n |  | TRUE
13 | bus_MV_597_0_node_6 | 20 | n |  | TRUE
14 | bus_MV_597_0_node_7 | 20 | n |  | TRUE
15 | bus_MV_597_0_node_8 | 20 | n |  | TRUE
16 | bus_MV_597_0_node_9 | 20 | n |  | TRUE
17 | bus_MV_597_0_node_10 | 20 | n |  | TRUE
18 | bus_MV_597_0_node_11 | 20 | n |  | TRUE
19 | bus_MV_597_0_node_124 | 20 | n |  | TRUE
20 | bus_MV_597_0_node_125 | 20 | n |  | TRUE
21 | bus_MV_597_0_node_202 | 20 | n |  | TRUE
22 | bus_MV_597_0_node_127 | 20 | n |  | TRUE
23 | bus_MV_597_0_node_64 | 20 | n |  | TRUE
24 | bus_MV_597_0_node_205 | 20 | n |  | TRUE
25 | bus_MV_597_0_node_52 | 20 | n |  | TRUE
26 | bus_MV_597_0_node_37 | 20 | n |  | TRUE
27 | bus_MV_597_0_node_14 | 20 | n |  | TRUE
28 | bus_MV_597_0_node_123 | 20 | n |  | TRUE
29 | bus_MV_597_0_node_136 | 20 | n |  | TRUE
30 | bus_MV_597_0_node_119 | 20 | n |  | TRUE
31 | bus_MV_597_0_node_38 | 20 | n |  | TRUE
32 | bus_MV_597_0_node_45 | 20 | n |  | TRUE
33 | bus_MV_597_0_node_15 | 20 | n |  | TRUE
34 | bus_MV_597_0_node_16 | 20 | n |  | TRUE
35 | bus_MV_597_0_node_17 | 20 | n |  | TRUE
36 | bus_MV_597_0_node_18 | 20 | n |  | TRUE
37 | bus_MV_597_0_node_132 | 20 | n |  | TRUE
38 | bus_MV_597_0_node_133 | 20 | n |  | TRUE
39 | bus_MV_597_0_node_48 | 20 | n |  | TRUE
40 | bus_MV_597_0_node_113 | 20 | n |  | TRUE
41 | bus_MV_597_0_node_186 | 20 | n |  | TRUE
42 | bus_MV_597_0_node_43 | 20 | n |  | TRUE
43 | bus_MV_597_0_node_44 | 20 | n |  | TRUE
44 | bus_MV_597_0_node_187 | 20 | n |  | TRUE
45 | bus_MV_597_0_node_41 | 20 | n |  | TRUE
46 | bus_MV_597_0_node_42 | 20 | n |  | TRUE
47 | bus_MV_597_0_node_40 | 20 | n |  | TRUE
48 | bus_MV_597_0_node_71 | 20 | n |  | TRUE
49 | bus_MV_597_0_node_150 | 20 | n |  | TRUE
50 | bus_MV_597_0_node_174 | 20 | n |  | TRUE
51 | bus_MV_597_0_node_126 | 20 | n |  | TRUE
52 | bus_MV_597_0_node_47 | 20 | n |  | TRUE
53 | bus_MV_597_0_node_90 | 20 | n |  | TRUE
54 | bus_MV_597_0_node_89 | 20 | n |  | TRUE
55 | bus_MV_597_0_node_19 | 20 | n |  | TRUE
56 | bus_MV_597_0_node_20 | 20 | n |  | TRUE
57 | bus_MV_597_0_node_21 | 20 | n |  | TRUE
58 | bus_MV_597_0_node_23 | 20 | n |  | TRUE
59 | bus_MV_597_0_node_22 | 20 | n |  | TRUE
60 | bus_MV_597_0_node_60 | 20 | n |  | TRUE
61 | bus_MV_597_0_node_24 | 20 | n |  | TRUE
62 | bus_MV_597_0_node_26 | 20 | n |  | TRUE
63 | bus_MV_597_0_node_63 | 20 | n |  | TRUE
64 | bus_MV_597_0_node_58 | 20 | n |  | TRUE
65 | bus_MV_597_0_node_27 | 20 | n |  | TRUE
66 | bus_MV_597_0_node_32 | 20 | n |  | TRUE
67 | bus_MV_597_0_node_29 | 20 | n |  | TRUE
68 | bus_MV_597_0_node_137 | 20 | n |  | TRUE
69 | bus_MV_597_0_node_100 | 20 | n |  | TRUE
70 | bus_MV_597_0_node_30 | 20 | n |  | TRUE
71 | bus_MV_597_0_node_28 | 20 | n |  | TRUE
72 | bus_MV_597_0_node_31 | 20 | n |  | TRUE
73 | bus_MV_597_0_node_144 | 20 | n |  | TRUE
74 | bus_MV_597_0_node_139 | 20 | n |  | TRUE
75 | bus_MV_597_0_node_201 | 20 | n |  | TRUE
76 | bus_MV_597_0_node_25 | 20 | n |  | TRUE
77 | bus_MV_597_0_node_33 | 20 | n |  | TRUE
78 | bus_MV_597_0_node_61 | 20 | n |  | TRUE
79 | bus_MV_597_0_node_145 | 20 | n |  | TRUE
80 | bus_MV_597_0_node_121 | 20 | n |  | TRUE
81 | bus_MV_597_0_node_190 | 20 | n |  | TRUE
82 | bus_MV_597_0_node_53 | 20 | n |  | TRUE
83 | bus_MV_597_0_node_140 | 20 | n |  | TRUE
84 | bus_MV_597_0_node_51 | 20 | n |  | TRUE
85 | bus_MV_597_0_node_138 | 20 | n |  | TRUE
86 | bus_MV_597_0_node_35 | 20 | n |  | TRUE
87 | bus_MV_597_0_node_184 | 20 | n |  | TRUE
88 | bus_MV_597_0_node_36 | 20 | n |  | TRUE
89 | bus_MV_597_0_node_183 | 20 | n |  | TRUE
90 | bus_MV_597_0_node_59 | 20 | n |  | TRUE
91 | bus_MV_597_0_node_109 | 20 | n |  | TRUE
92 | bus_MV_597_0_node_182 | 20 | n |  | TRUE
93 | bus_MV_597_0_node_57 | 20 | n |  | TRUE
94 | bus_MV_597_0_node_56 | 20 | n |  | TRUE
95 | bus_MV_597_0_node_39 | 20 | n |  | TRUE
96 | bus_MV_597_0_node_134 | 20 | n |  | TRUE
97 | bus_MV_597_0_node_66 | 20 | n |  | TRUE
98 | bus_MV_597_0_node_70 | 20 | n |  | TRUE
99 | bus_MV_597_0_node_151 | 20 | n |  | TRUE
100 | bus_MV_597_0_node_74 | 20 | n |  | TRUE
101 | bus_MV_597_0_node_76 | 20 | n |  | TRUE
102 | bus_MV_597_0_node_156 | 20 | n |  | TRUE
103 | bus_MV_597_0_node_175 | 20 | n |  | TRUE
104 | bus_MV_597_0_node_97 | 20 | n |  | TRUE
105 | bus_MV_597_0_node_188 | 20 | n |  | TRUE
106 | bus_MV_597_0_node_75 | 20 | n |  | TRUE
107 | bus_MV_597_0_node_77 | 20 | n |  | TRUE
108 | bus_MV_597_0_node_73 | 20 | n |  | TRUE
109 | bus_MV_597_0_node_111 | 20 | n |  | TRUE
110 | bus_MV_597_0_node_112 | 20 | n |  | TRUE
111 | bus_MV_597_0_node_49 | 20 | n |  | TRUE
112 | bus_MV_597_0_node_50 | 20 | n |  | TRUE
113 | bus_MV_597_0_node_67 | 20 | n |  | TRUE
114 | bus_MV_597_0_node_135 | 20 | n |  | TRUE
115 | bus_MV_597_0_node_54 | 20 | n |  | TRUE
116 | bus_MV_597_0_node_110 | 20 | n |  | TRUE
117 | bus_MV_597_0_node_107 | 20 | n |  | TRUE
118 | bus_MV_597_0_node_207 | 20 | n |  | TRUE
119 | bus_MV_597_0_node_62 | 20 | n |  | TRUE
120 | bus_MV_597_0_node_68 | 20 | n |  | TRUE
121 | bus_MV_597_0_node_69 | 20 | n |  | TRUE
122 | bus_MV_597_0_node_72 | 20 | n |  | TRUE
123 | bus_MV_597_0_node_154 | 20 | n |  | TRUE
124 | bus_MV_597_0_node_152 | 20 | n |  | TRUE
125 | bus_MV_597_0_node_191 | 20 | n |  | TRUE
126 | bus_MV_597_0_node_200 | 20 | n |  | TRUE
127 | bus_MV_597_0_node_169 | 20 | n |  | TRUE
128 | bus_MV_597_0_node_153 | 20 | n |  | TRUE
129 | bus_MV_597_0_node_194 | 20 | n |  | TRUE
130 | bus_MV_597_0_node_193 | 20 | n |  | TRUE
131 | bus_MV_597_0_node_206 | 20 | n |  | TRUE
132 | bus_MV_597_0_node_155 | 20 | n |  | TRUE
133 | bus_MV_597_0_node_78 | 20 | n |  | TRUE
134 | bus_MV_597_0_node_80 | 20 | n |  | TRUE
135 | bus_MV_597_0_node_86 | 20 | n |  | TRUE
136 | bus_MV_597_0_node_87 | 20 | n |  | TRUE
137 | bus_MV_597_0_node_88 | 20 | n |  | TRUE
138 | bus_MV_597_0_node_79 | 20 | n |  | TRUE
139 | bus_MV_597_0_node_81 | 20 | n |  | TRUE
140 | bus_MV_597_0_node_83 | 20 | n |  | TRUE
141 | bus_MV_597_0_node_99 | 20 | n |  | TRUE
142 | bus_MV_597_0_node_173 | 20 | n |  | TRUE
143 | bus_MV_597_0_node_172 | 20 | n |  | TRUE
144 | bus_MV_597_0_node_82 | 20 | n |  | TRUE
145 | bus_MV_597_0_node_204 | 20 | n |  | TRUE
146 | bus_MV_597_0_node_84 | 20 | n |  | TRUE
147 | bus_MV_597_0_node_85 | 20 | n |  | TRUE
148 | bus_MV_597_0_node_171 | 20 | n |  | TRUE
149 | bus_MV_597_0_node_101 | 20 | n |  | TRUE
150 | bus_MV_597_0_node_91 | 20 | n |  | TRUE
151 | bus_MV_597_0_node_98 | 20 | n |  | TRUE
152 | bus_MV_597_0_node_162 | 20 | n |  | TRUE
153 | bus_MV_597_0_node_160 | 20 | n |  | TRUE
154 | bus_MV_597_0_node_177 | 20 | n |  | TRUE
155 | bus_MV_597_0_node_185 | 20 | n |  | TRUE
156 | bus_MV_597_0_node_102 | 20 | n |  | TRUE
157 | bus_MV_597_0_node_92 | 20 | n |  | TRUE
158 | bus_MV_597_0_node_158 | 20 | n |  | TRUE
159 | bus_MV_597_0_node_149 | 20 | n |  | TRUE
160 | bus_MV_597_0_node_93 | 20 | n |  | TRUE
161 | bus_MV_597_0_node_94 | 20 | n |  | TRUE
162 | bus_MV_597_0_node_95 | 20 | n |  | TRUE
163 | bus_MV_597_0_node_96 | 20 | n |  | TRUE
164 | bus_MV_597_0_node_157 | 20 | n |  | TRUE
165 | bus_MV_597_0_node_103 | 20 | n |  | TRUE
166 | bus_MV_597_0_node_179 | 20 | n |  | TRUE
167 | bus_MV_597_0_node_178 | 20 | n |  | TRUE
168 | bus_MV_597_0_node_180 | 20 | n |  | TRUE
169 | bus_MV_597_0_node_104 | 20 | n |  | TRUE
170 | bus_MV_597_0_node_105 | 20 | n |  | TRUE
171 | bus_MV_597_0_node_106 | 20 | n |  | TRUE
172 | bus_MV_597_0_node_142 | 20 | n |  | TRUE
173 | bus_MV_597_0_node_108 | 20 | n |  | TRUE
174 | bus_MV_597_0_node_143 | 20 | n |  | TRUE
175 | bus_MV_597_0_node_122 | 20 | n |  | TRUE
176 | bus_MV_597_0_node_114 | 20 | n |  | TRUE
177 | bus_MV_597_0_node_181 | 20 | n |  | TRUE
178 | bus_MV_597_0_node_117 | 20 | n |  | TRUE
179 | bus_MV_597_0_node_115 | 20 | n |  | TRUE
180 | bus_MV_597_0_node_116 | 20 | n |  | TRUE
181 | bus_MV_597_0_node_118 | 20 | n |  | TRUE
182 | bus_MV_597_0_node_120 | 20 | n |  | TRUE
183 | bus_MV_597_0_node_141 | 20 | n |  | TRUE
184 | bus_MV_597_0_node_189 | 20 | n |  | TRUE
185 | bus_MV_597_0_node_146 | 20 | n |  | TRUE
186 | bus_MV_597_0_node_147 | 20 | n |  | TRUE
187 | bus_MV_597_0_node_148 | 20 | n |  | TRUE
188 | bus_MV_597_0_node_176 | 20 | n |  | TRUE
189 | bus_MV_597_0_node_195 | 20 | n |  | TRUE
190 | bus_MV_597_0_node_167 | 20 | n |  | TRUE
191 | bus_MV_597_0_node_159 | 20 | n |  | TRUE
192 | bus_MV_597_0_node_161 | 20 | n |  | TRUE
193 | bus_MV_597_0_node_163 | 20 | n |  | TRUE
194 | bus_MV_597_0_node_192 | 20 | n |  | TRUE
195 | bus_MV_597_0_node_164 | 20 | n |  | TRUE
196 | bus_MV_597_0_node_165 | 20 | n |  | TRUE
197 | bus_MV_597_0_node_166 | 20 | n |  | TRUE
198 | bus_MV_597_0_node_168 | 20 | n |  | TRUE
199 | bus_MV_597_0_node_170 | 20 | n |  | TRUE
200 | bus_MV_597_0_node_196 | 20 | n |  | TRUE
201 | bus_MV_597_0_node_197 | 20 | n |  | TRUE
202 | bus_MV_597_0_node_198 | 20 | n |  | TRUE
203 | bus_MV_597_0_node_199 | 20 | n |  | TRUE
204 | bus_HV_597_0_node_68 | 110 | n |  | TRUE

## load
| name | bus | p_mw | q_mvar | const_z_percent | const_i_percent | sn_mva | scaling | in_service | type
0 | MV_597_0_load_0 | 0 | 0.26087 | 0.12635 | 0 | 0 |  | 1 | TRUE | wye
1 | MV_597_0_load_1 | 2 | 0.078585 | 0.03806 | 0 | 0 |  | 1 | TRUE | wye
2 | MV_597_0_load_130 | 4 | 0.13275 | 0.064295 | 0 | 0 |  | 1 | TRUE | wye
3 | MV_597_0_load_131 | 5 | 0.079152 | 0.038335 | 0 | 0 |  | 1 | TRUE | wye
4 | MV_597_0_load_12 | 7 | 0.35288 | 0.17091 | 0 | 0 |  | 1 | TRUE | wye
5 | MV_597_0_load_203 | 8 | 0.3386 | 0.16399 | 0 | 0 |  | 1 | TRUE | wye
6 | MV_597_0_load_128 | 10 | 0.076125 | 0.036869 | 0 | 0 |  | 1 | TRUE | wye
7 | MV_597_0_load_5 | 12 | 0.3031 | 0.1468 | 0 | 0 |  | 1 | TRUE | wye
8 | MV_597_0_load_124 | 19 | 0.19288 | 0.093416 | 0 | 0 |  | 1 | TRUE | wye
9 | MV_597_0_load_202 | 21 | 0.29313 | 0.14197 | 0 | 0 |  | 1 | TRUE | wye
10 | MV_597_0_load_127 | 22 | 0.28677 | 0.13889 | 0 | 0 |  | 1 | TRUE | wye
11 | MV_597_0_load_64 | 23 | 0.25811 | 0.12501 | 0 | 0 |  | 1 | TRUE | wye
12 | MV_597_0_load_205 | 24 | 0.12742 | 0.061714 | 0 | 0 |  | 1 | TRUE | wye
13 | MV_597_0_load_37 | 26 | 0.40869 | 0.19794 | 0 | 0 |  | 1 | TRUE | wye
14 | MV_597_0_load_14 | 27 | 0.41114 | 0.19912 | 0 | 0 |  | 1 | TRUE | wye
15 | MV_597_0_load_136 | 29 | 0.10626 | 0.051466 | 0 | 0 |  | 1 | TRUE | wye
16 | MV_597_0_load_16 | 34 | 0.089203 | 0.043203 | 0 | 0 |  | 1 | TRUE | wye
17 | MV_597_0_load_133 | 38 | 0.076564 | 0.037082 | 0 | 0 |  | 1 | TRUE | wye
18 | MV_597_0_load_186 | 41 | 0.1351 | 0.065432 | 0 | 0 |  | 1 | TRUE | wye
19 | MV_597_0_load_187 | 44 | 0.072297 | 0.035015 | 0 | 0 |  | 1 | TRUE | wye
20 | MV_597_0_load_40 | 47 | 0.23755 | 0.11505 | 0 | 0 |  | 1 | TRUE | wye
21 | MV_597_0_load_150 | 49 | 0.097507 | 0.047225 | 0 | 0 |  | 1 | TRUE | wye
22 | MV_597_0_load_174 | 50 | 0.080603 | 0.039038 | 0 | 0 |  | 1 | TRUE | wye
23 | MV_597_0_load_126 | 51 | 0.25625 | 0.12411 | 0 | 0 |  | 1 | TRUE | wye
24 | MV_597_0_load_89 | 54 | 0.23998 | 0.11623 | 0 | 0 |  | 1 | TRUE | wye
25 | MV_597_0_load_19 | 55 | 0.40561 | 0.19644 | 0 | 0 |  | 1 | TRUE | wye
26 | MV_597_0_load_22 | 59 | 0.21853 | 0.10584 | 0 | 0 |  | 1 | TRUE | wye
27 | MV_597_0_load_60 | 60 | 0.37116 | 0.17976 | 0 | 0 |  | 1 | TRUE | wye
28 | MV_597_0_load_63 | 63 | 0.07246 | 0.035094 | 0 | 0 |  | 1 | TRUE | wye
29 | MV_597_0_load_137 | 68 | 0.39142 | 0.18957 | 0 | 0 |  | 1 | TRUE | wye
30 | MV_597_0_load_100 | 69 | 0.25382 | 0.12293 | 0 | 0 |  | 1 | TRUE | wye
31 | MV_597_0_load_144 | 73 | 0.088992 | 0.043101 | 0 | 0 |  | 1 | TRUE | wye
32 | MV_597_0_load_201 | 75 | 0.22032 | 0.10671 | 0 | 0 |  | 1 | TRUE | wye
33 | MV_597_0_load_25 | 76 | 0.37238 | 0.18035 | 0 | 0 |  | 1 | TRUE | wye
34 | MV_597_0_load_33 | 77 | 0.27373 | 0.13257 | 0 | 0 |  | 1 | TRUE | wye
35 | MV_597_0_load_61 | 78 | 0.38889 | 0.18835 | 0 | 0 |  | 1 | TRUE | wye
36 | MV_597_0_load_145 | 79 | 0.12334 | 0.059738 | 0 | 0 |  | 1 | TRUE | wye
37 | MV_597_0_load_190 | 81 | 0.085446 | 0.041383 | 0 | 0 |  | 1 | TRUE | wye
38 | MV_597_0_load_140 | 83 | 0.1609 | 0.077925 | 0 | 0 |  | 1 | TRUE | wye
39 | MV_597_0_load_138 | 85 | 0.11888 | 0.057576 | 0 | 0 |  | 1 | TRUE | wye
40 | MV_597_0_load_184 | 87 | 0.098247 | 0.047583 | 0 | 0 |  | 1 | TRUE | wye
41 | MV_597_0_load_59 | 90 | 0.34104 | 0.16517 | 0 | 0 |  | 1 | TRUE | wye
42 | MV_597_0_load_109 | 91 | 0.21691 | 0.10505 | 0 | 0 |  | 1 | TRUE | wye
43 | MV_597_0_load_182 | 92 | 0.073716 | 0.035702 | 0 | 0 |  | 1 | TRUE | wye
44 | MV_597_0_load_39 | 95 | 0.076903 | 0.037246 | 0 | 0 |  | 1 | TRUE | wye
45 | MV_597_0_load_70 | 98 | 0.35243 | 0.17069 | 0 | 0 |  | 1 | TRUE | wye
46 | MV_597_0_load_156 | 102 | 0.12211 | 0.059141 | 0 | 0 |  | 1 | TRUE | wye
47 | MV_597_0_load_175 | 103 | 0.19096 | 0.092487 | 0 | 0 |  | 1 | TRUE | wye
48 | MV_597_0_load_188 | 105 | 0.11759 | 0.056951 | 0 | 0 |  | 1 | TRUE | wye
49 | MV_597_0_load_73 | 108 | 0.26383 | 0.12778 | 0 | 0 |  | 1 | TRUE | wye
50 | MV_597_0_load_111 | 109 | 0.28522 | 0.13814 | 0 | 0 |  | 1 | TRUE | wye
51 | MV_597_0_load_49 | 111 | 0.40357 | 0.19546 | 0 | 0 |  | 1 | TRUE | wye
52 | MV_597_0_load_135 | 114 | 0.071938 | 0.034841 | 0 | 0 |  | 1 | TRUE | wye
53 | MV_597_0_load_54 | 115 | 0.31569 | 0.15289 | 0 | 0 |  | 1 | TRUE | wye
54 | MV_597_0_load_110 | 116 | 0.29249 | 0.14166 | 0 | 0 |  | 1 | TRUE | wye
55 | MV_597_0_load_207 | 118 | 0.35 | 0.16951 | 0 | 0 |  | 1 | TRUE | wye
56 | MV_597_0_load_62 | 119 | 0.093169 | 0.045124 | 0 | 0 |  | 1 | TRUE | wye
57 | MV_597_0_load_68 | 120 | 0.19657 | 0.095203 | 0 | 0 |  | 1 | TRUE | wye
58 | MV_597_0_load_191 | 125 | 0.24134 | 0.11689 | 0 | 0 |  | 1 | TRUE | wye
59 | MV_597_0_load_200 | 126 | 0.12036 | 0.058293 | 0 | 0 |  | 1 | TRUE | wye
60 | MV_597_0_load_169 | 127 | 0.070073 | 0.033938 | 0 | 0 |  | 1 | TRUE | wye
61 | MV_597_0_load_194 | 129 | 0.10763 | 0.05213 | 0 | 0 |  | 1 | TRUE | wye
62 | MV_597_0_load_193 | 130 | 0.18539 | 0.089791 | 0 | 0 |  | 1 | TRUE | wye
63 | MV_597_0_load_206 | 131 | 0.20875 | 0.1011 | 0 | 0 |  | 1 | TRUE | wye
64 | MV_597_0_load_155 | 132 | 0.077927 | 0.037742 | 0 | 0 |  | 1 | TRUE | wye
65 | MV_597_0_load_78 | 133 | 0.32058 | 0.15526 | 0 | 0 |  | 1 | TRUE | wye
66 | MV_597_0_load_99 | 141 | 0.088618 | 0.04292 | 0 | 0 |  | 1 | TRUE | wye
67 | MV_597_0_load_173 | 142 | 0.094131 | 0.04559 | 0 | 0 |  | 1 | TRUE | wye
68 | MV_597_0_load_172 | 143 | 0.2853 | 0.13818 | 0 | 0 |  | 1 | TRUE | wye
69 | MV_597_0_load_204 | 145 | 0.084269 | 0.040813 | 0 | 0 |  | 1 | TRUE | wye
70 | MV_597_0_load_171 | 148 | 0.56789 | 0.27504 | 0 | 0 |  | 1 | TRUE | wye
71 | MV_597_0_load_101 | 149 | 0.28549 | 0.13827 | 0 | 0 |  | 1 | TRUE | wye
72 | MV_597_0_load_91 | 150 | 0.23947 | 0.11598 | 0 | 0 |  | 1 | TRUE | wye
73 | MV_597_0_load_98 | 151 | 0.36963 | 0.17902 | 0 | 0 |  | 1 | TRUE | wye
74 | MV_597_0_load_162 | 152 | 0.28756 | 0.13927 | 0 | 0 |  | 1 | TRUE | wye
75 | MV_597_0_load_160 | 153 | 0.075234 | 0.036437 | 0 | 0 |  | 1 | TRUE | wye
76 | MV_597_0_load_177 | 154 | 0.082429 | 0.039922 | 0 | 0 |  | 1 | TRUE | wye
77 | MV_597_0_load_185 | 155 | 0.095034 | 0.046027 | 0 | 0 |  | 1 | TRUE | wye
78 | MV_597_0_load_158 | 158 | 0.096272 | 0.046626 | 0 | 0 |  | 1 | TRUE | wye
79 | MV_597_0_load_94 | 161 | 0.34925 | 0.16915 | 0 | 0 |  | 1 | TRUE | wye
80 | MV_597_0_load_95 | 162 | 0.070421 | 0.034106 | 0 | 0 |  | 1 | TRUE | wye
81 | MV_597_0_load_157 | 164 | 0.12194 | 0.05906 | 0 | 0 |  | 1 | TRUE | wye
82 | MV_597_0_load_178 | 167 | 0.070353 | 0.034074 | 0 | 0 |  | 1 | TRUE | wye
83 | MV_597_0_load_180 | 168 | 0.09004 | 0.043608 | 0 | 0 |  | 1 | TRUE | wye
84 | MV_597_0_load_104 | 169 | 0.41496 | 0.20098 | 0 | 0 |  | 1 | TRUE | wye
85 | MV_597_0_load_142 | 172 | 0.070463 | 0.034127 | 0 | 0 |  | 1 | TRUE | wye
86 | MV_597_0_load_143 | 174 | 0.069951 | 0.033879 | 0 | 0 |  | 1 | TRUE | wye
87 | MV_597_0_load_181 | 177 | 0.14336 | 0.069431 | 0 | 0 |  | 1 | TRUE | wye
88 | MV_597_0_load_115 | 179 | 0.28096 | 0.13608 | 0 | 0 |  | 1 | TRUE | wye
89 | MV_597_0_load_118 | 181 | 0.39631 | 0.19194 | 0 | 0 |  | 1 | TRUE | wye
90 | MV_597_0_load_141 | 183 | 0.068973 | 0.033405 | 0 | 0 |  | 1 | TRUE | wye
91 | MV_597_0_load_189 | 184 | 0.08458 | 0.040964 | 0 | 0 |  | 1 | TRUE | wye
92 | MV_597_0_load_146 | 185 | 0.12116 | 0.058682 | 0 | 0 |  | 1 | TRUE | wye
93 | MV_597_0_load_176 | 188 | 0.073774 | 0.03573 | 0 | 0 |  | 1 | TRUE | wye
94 | MV_597_0_load_195 | 189 | 0.078565 | 0.038051 | 0 | 0 |  | 1 | TRUE | wye
95 | MV_597_0_load_167 | 190 | 0.069554 | 0.033687 | 0 | 0 |  | 1 | TRUE | wye
96 | MV_597_0_load_161 | 192 | 0.12048 | 0.05835 | 0 | 0 |  | 1 | TRUE | wye
97 | MV_597_0_load_163 | 193 | 0.10439 | 0.050557 | 0 | 0 |  | 1 | TRUE | wye
98 | MV_597_0_load_192 | 194 | 0.12011 | 0.058171 | 0 | 0 |  | 1 | TRUE | wye
99 | MV_597_0_load_164 | 195 | 0.13198 | 0.063922 | 0 | 0 |  | 1 | TRUE | wye
100 | MV_597_0_load_165 | 196 | 0.083091 | 0.040243 | 0 | 0 |  | 1 | TRUE | wye
101 | MV_597_0_load_166 | 197 | 0.13169 | 0.063781 | 0 | 0 |  | 1 | TRUE | wye
102 | MV_597_0_load_168 | 198 | 0.093575 | 0.04532 | 0 | 0 |  | 1 | TRUE | wye
103 | MV_597_0_load_170 | 199 | 0.090837 | 0.043994 | 0 | 0 |  | 1 | TRUE | wye
104 | MV_597_0_load_196 | 200 | 0.079985 | 0.038739 | 0 | 0 |  | 1 | TRUE | wye
105 | MV_597_0_load_197 | 201 | 0.077521 | 0.037545 | 0 | 0 |  | 1 | TRUE | wye
106 | MV_597_0_load_198 | 202 | 0.068844 | 0.033343 | 0 | 0 |  | 1 | TRUE | wye
107 | MV_597_0_load_199 | 203 | 0.14526 | 0.070352 | 0 | 0 |  | 1 | TRUE | wye

## ext_grid
| name | bus | vm_pu | va_degree | slack_weight | in_service
0 |  | 120 | 1 | 0 | 1 | TRUE

## line
| name | std_type | from_bus | to_bus | length_km | r_ohm_per_km | x_ohm_per_km | c_nf_per_km | g_us_per_km | max_i_ka | df | parallel | type | in_service
0 | MV_597_0_line_0 |  | 0 | 1 | 0.002329 | 0.445 | 0.132 | 190 | 0 | 0.22 | 1 | 1 | cs | TRUE
1 | MV_597_0_line_1 |  | 0 | 2 | 0.056604 | 0.5939 | 0.372 | 9.5 | 0 | 0.21 | 1 | 1 | ol | TRUE
2 | MV_597_0_line_2 |  | 1 | 3 | 0.040761 | 0.445 | 0.132 | 190 | 0 | 0.22 | 1 | 1 | cs | TRUE
3 | MV_597_0_line_3 |  | 2 | 4 | 0.020231 | 0.5939 | 0.372 | 9.5 | 0 | 0.21 | 1 | 1 | ol | TRUE
4 | MV_597_0_line_4 |  | 3 | 8 | 0.007469 | 0.445 | 0.132 | 190 | 0 | 0.22 | 1 | 1 | cs | TRUE
5 | MV_597_0_line_5 |  | 3 | 9 | 0.071826 | 0.445 | 0.132 | 190 | 0 | 0.22 | 1 | 1 | cs | TRUE
6 | MV_597_0_line_6 |  | 3 | 6 | 0.061116 | 0.445 | 0.132 | 190 | 0 | 0.22 | 1 | 1 | cs | TRUE
7 | MV_597_0_line_7 |  | 4 | 5 | 0.024832 | 0.445 | 0.132 | 190 | 0 | 0.22 | 1 | 1 | cs | TRUE
8 | MV_597_0_line_8 |  | 5 | 37 | 0.053189 | 0.445 | 0.132 | 190 | 0 | 0.22 | 1 | 1 | cs | TRUE
9 | MV_597_0_line_9 |  | 6 | 7 | 0.026661 | 0.445 | 0.132 | 190 | 0 | 0.22 | 1 | 1 | cs | TRUE
10 | MV_597_0_line_10 |  | 7 | 11 | 0.005082 | 0.161 | 0.117 | 273 | 0 | 0.362 | 1 | 1 | cs | TRUE
11 | MV_597_0_line_11 |  | 9 | 10 | 0.0025953 | 0.445 | 0.132 | 190 | 0 | 0.22 | 1 | 1 | cs | TRUE
12 | MV_597_0_line_12 |  | 11 | 18 | 0.0097261 | 0.0515 | 0.029 | 1000 | 0 | 1.276 | 1 | 1 | cs | TRUE
13 | MV_597_0_line_13 |  | 12 | 13 | 0.004407 | 0.445 | 0.132 | 190 | 0 | 0.22 | 1 | 1 | cs | TRUE
14 | MV_597_0_line_14 |  | 12 | 14 | 0.032692 | 0.445 | 0.132 | 190 | 0 | 0.22 | 1 | 1 | cs | TRUE
15 | MV_597_0_line_15 |  | 13 | 15 | 0.004324 | 0.445 | 0.132 | 190 | 0 | 0.22 | 1 | 1 | cs | TRUE
16 | MV_597_0_line_16 |  | 13 | 16 | 0.16251 | 0.445 | 0.132 | 190 | 0 | 0.22 | 1 | 1 | cs | TRUE
17 | MV_597_0_line_17 |  | 14 | 17 | 0.023221 | 0.0515 | 0.029 | 1000 | 0 | 1.276 | 1 | 1 | cs | TRUE
18 | MV_597_0_line_18 |  | 14 | 18 | 0.1449 | 0.0515 | 0.029 | 1000 | 0 | 1.276 | 1 | 1 | cs | TRUE
19 | MV_597_0_line_19 |  | 15 | 21 | 0.004487 | 0.445 | 0.132 | 190 | 0 | 0.22 | 1 | 1 | cs | TRUE
20 | MV_597_0_line_20 |  | 16 | 22 | 0.047064 | 0.445 | 0.132 | 190 | 0 | 0.22 | 1 | 1 | cs | TRUE
21 | MV_597_0_line_21 |  | 17 | 26 | 0.003942 | 0.0515 | 0.029 | 1000 | 0 | 1.276 | 1 | 1 | cs | TRUE
22 | MV_597_0_line_22 |  | 18 | 27 | 0.006044 | 0.445 | 0.132 | 190 | 0 | 0.22 | 1 | 1 | cs | TRUE
23 | MV_597_0_line_23 |  | 19 | 20 | 0.004325 | 0.445 | 0.132 | 190 | 0 | 0.22 | 1 | 1 | cs | TRUE
24 | MV_597_0_line_24 |  | 20 | 32 | 0.0577 | 0.445 | 0.132 | 190 | 0 | 0.22 | 1 | 1 | cs | TRUE
25 | MV_597_0_line_25 |  | 20 | 27 | 0.064563 | 0.5939 | 0.372 | 9.5 | 0 | 0.21 | 1 | 1 | ol | TRUE
26 | MV_597_0_line_26 |  | 23 | 24 | 0.02356 | 0.0595 | 0.16 | 22 | 0 | 1.29 | 1 | 1 | ol | TRUE
27 | MV_597_0_line_27 |  | 23 | 25 | 0.022093 | 0.0515 | 0.029 | 1000 | 0 | 1.276 | 1 | 1 | cs | TRUE
28 | MV_597_0_line_28 |  | 24 | 97 | 0.050613 | 0.0515 | 0.029 | 1000 | 0 | 1.276 | 1 | 1 | cs | TRUE
29 | MV_597_0_line_29 |  | 25 | 113 | 0.027218 | 0.445 | 0.132 | 190 | 0 | 0.22 | 1 | 1 | cs | TRUE
30 | MV_597_0_line_30 |  | 25 | 112 | 0.096812 | 0.0515 | 0.029 | 1000 | 0 | 1.276 | 1 | 1 | cs | TRUE
31 | MV_597_0_line_31 |  | 26 | 31 | 0.005312 | 0.0515 | 0.029 | 1000 | 0 | 1.276 | 1 | 1 | cs | TRUE
32 | MV_597_0_line_32 |  | 28 | 29 | 0.048835 | 0.445 | 0.132 | 190 | 0 | 0.22 | 1 | 1 | cs | TRUE
33 | MV_597_0_line_33 |  | 28 | 30 | 0.1007 | 0.445 | 0.132 | 190 | 0 | 0.22 | 1 | 1 | cs | TRUE
34 | MV_597_0_line_34 |  | 30 | 182 | 0.064437 | 0.445 | 0.132 | 190 | 0 | 0.22 | 1 | 1 | cs | TRUE
35 | MV_597_0_line_35 |  | 30 | 175 | 0.2401 | 0.445 | 0.132 | 190 | 0 | 0.22 | 1 | 1 | cs | TRUE
36 | MV_597_0_line_36 |  | 30 | 80 | 0.12574 | 0.445 | 0.132 | 190 | 0 | 0.22 | 1 | 1 | cs | TRUE
37 | MV_597_0_line_37 |  | 30 | 181 | 0.013576 | 0.445 | 0.132 | 190 | 0 | 0.22 | 1 | 1 | cs | TRUE
38 | MV_597_0_line_38 |  | 31 | 95 | 0.038297 | 0.0515 | 0.029 | 1000 | 0 | 1.276 | 1 | 1 | cs | TRUE
39 | MV_597_0_line_39 |  | 32 | 51 | 0.030318 | 0.5939 | 0.372 | 9.5 | 0 | 0.21 | 1 | 1 | ol | TRUE
40 | MV_597_0_line_40 |  | 33 | 34 | 0.057789 | 0.445 | 0.132 | 190 | 0 | 0.22 | 1 | 1 | cs | TRUE
41 | MV_597_0_line_41 |  | 33 | 35 | 0.016576 | 0.445 | 0.132 | 190 | 0 | 0.22 | 1 | 1 | cs | TRUE
42 | MV_597_0_line_42 |  | 34 | 36 | 0.02042 | 0.445 | 0.132 | 190 | 0 | 0.22 | 1 | 1 | cs | TRUE
43 | MV_597_0_line_43 |  | 35 | 37 | 0.06518 | 0.445 | 0.132 | 190 | 0 | 0.22 | 1 | 1 | cs | TRUE
44 | MV_597_0_line_44 |  | 35 | 38 | 0.028032 | 0.445 | 0.132 | 190 | 0 | 0.22 | 1 | 1 | cs | TRUE
45 | MV_597_0_line_45 |  | 36 | 39 | 0.052065 | 0.445 | 0.132 | 190 | 0 | 0.22 | 1 | 1 | cs | TRUE
46 | MV_597_0_line_46 |  | 39 | 40 | 0.005697 | 0.445 | 0.132 | 190 | 0 | 0.22 | 1 | 1 | cs | TRUE
47 | MV_597_0_line_47 |  | 39 | 41 | 0.010022 | 0.445 | 0.132 | 190 | 0 | 0.22 | 1 | 1 | cs | TRUE
48 | MV_597_0_line_48 |  | 39 | 42 | 0.10453 | 0.445 | 0.132 | 190 | 0 | 0.22 | 1 | 1 | cs | TRUE
49 | MV_597_0_line_49 |  | 40 | 109 | 0.004559 | 0.445 | 0.132 | 190 | 0 | 0.22 | 1 | 1 | cs | TRUE
50 | MV_597_0_line_50 |  | 41 | 110 | 0.03758 | 0.5939 | 0.372 | 9.5 | 0 | 0.21 | 1 | 1 | ol | TRUE
51 | MV_597_0_line_51 |  | 42 | 43 | 0.085094 | 0.445 | 0.132 | 190 | 0 | 0.22 | 1 | 1 | cs | TRUE
52 | MV_597_0_line_52 |  | 42 | 44 | 0.015796 | 0.445 | 0.132 | 190 | 0 | 0.22 | 1 | 1 | cs | TRUE
53 | MV_597_0_line_53 |  | 43 | 50 | 0.0297 | 0.445 | 0.132 | 190 | 0 | 0.22 | 1 | 1 | cs | TRUE
54 | MV_597_0_line_54 |  | 45 | 46 | 0.04427 | 0.445 | 0.132 | 190 | 0 | 0.22 | 1 | 1 | cs | TRUE
55 | MV_597_0_line_55 |  | 45 | 47 | 0.006589 | 0.445 | 0.132 | 190 | 0 | 0.22 | 1 | 1 | cs | TRUE
56 | MV_597_0_line_56 |  | 46 | 48 | 0.084593 | 0.0515 | 0.029 | 1000 | 0 | 1.276 | 1 | 1 | cs | TRUE
57 | MV_597_0_line_57 |  | 46 | 49 | 0.016571 | 0.0515 | 0.029 | 1000 | 0 | 1.276 | 1 | 1 | cs | TRUE
58 | MV_597_0_line_58 |  | 48 | 98 | 0.007105 | 0.445 | 0.132 | 190 | 0 | 0.22 | 1 | 1 | cs | TRUE
59 | MV_597_0_line_59 |  | 48 | 96 | 0.08504 | 0.0595 | 0.16 | 22 | 0 | 1.29 | 1 | 1 | ol | TRUE
60 | MV_597_0_line_60 |  | 49 | 99 | 0.023079 | 0.0515 | 0.029 | 1000 | 0 | 1.276 | 1 | 1 | cs | TRUE
61 | MV_597_0_line_61 |  | 50 | 100 | 0.05298 | 0.5939 | 0.372 | 9.5 | 0 | 0.21 | 1 | 1 | ol | TRUE
62 | MV_597_0_line_62 |  | 52 | 53 | 0.041811 | 0.445 | 0.132 | 190 | 0 | 0.22 | 1 | 1 | cs | TRUE
63 | MV_597_0_line_63 |  | 52 | 54 | 0.037947 | 0.5939 | 0.372 | 9.5 | 0 | 0.21 | 1 | 1 | ol | TRUE
64 | MV_597_0_line_64 |  | 53 | 105 | 0.021764 | 0.445 | 0.132 | 190 | 0 | 0.22 | 1 | 1 | cs | TRUE
65 | MV_597_0_line_65 |  | 54 | 107 | 0.006388 | 0.445 | 0.132 | 190 | 0 | 0.22 | 1 | 1 | cs | TRUE
66 | MV_597_0_line_66 |  | 55 | 56 | 0.001439 | 0.445 | 0.132 | 190 | 0 | 0.22 | 1 | 1 | cs | TRUE
67 | MV_597_0_line_67 |  | 56 | 57 | 0.46847 | 0.445 | 0.132 | 190 | 0 | 0.22 | 1 | 1 | cs | TRUE
68 | MV_597_0_line_68 |  | 57 | 58 | 0.30508 | 0.445 | 0.132 | 190 | 0 | 0.22 | 1 | 1 | cs | TRUE
69 | MV_597_0_line_69 |  | 57 | 59 | 0.019345 | 0.5939 | 0.372 | 9.5 | 0 | 0.21 | 1 | 1 | ol | TRUE
70 | MV_597_0_line_70 |  | 58 | 60 | 0.005954 | 0.445 | 0.132 | 190 | 0 | 0.22 | 1 | 1 | cs | TRUE
71 | MV_597_0_line_71 |  | 60 | 64 | 0.16792 | 0.5939 | 0.372 | 9.5 | 0 | 0.21 | 1 | 1 | ol | TRUE
72 | MV_597_0_line_72 |  | 61 | 62 | 0.063117 | 0.445 | 0.132 | 190 | 0 | 0.22 | 1 | 1 | cs | TRUE
73 | MV_597_0_line_73 |  | 61 | 63 | 0.031791 | 0.445 | 0.132 | 190 | 0 | 0.22 | 1 | 1 | cs | TRUE
74 | MV_597_0_line_74 |  | 62 | 76 | 0.007061 | 0.445 | 0.132 | 190 | 0 | 0.22 | 1 | 1 | cs | TRUE
75 | MV_597_0_line_75 |  | 62 | 65 | 0.17305 | 0.445 | 0.132 | 190 | 0 | 0.22 | 1 | 1 | cs | TRUE
76 | MV_597_0_line_76 |  | 63 | 78 | 0.032314 | 0.445 | 0.132 | 190 | 0 | 0.22 | 1 | 1 | cs | TRUE
77 | MV_597_0_line_77 |  | 64 | 118 | 0.004634 | 0.445 | 0.132 | 190 | 0 | 0.22 | 1 | 1 | cs | TRUE
78 | MV_597_0_line_78 |  | 64 | 93 | 0.2963 | 0.445 | 0.132 | 190 | 0 | 0.22 | 1 | 1 | cs | TRUE
79 | MV_597_0_line_79 |  | 65 | 66 | 0.20114 | 0.445 | 0.132 | 190 | 0 | 0.22 | 1 | 1 | cs | TRUE
80 | MV_597_0_line_80 |  | 66 | 69 | 0.00644 | 0.445 | 0.132 | 190 | 0 | 0.22 | 1 | 1 | cs | TRUE
81 | MV_597_0_line_81 |  | 66 | 70 | 0.10224 | 0.445 | 0.132 | 190 | 0 | 0.22 | 1 | 1 | cs | TRUE
82 | MV_597_0_line_82 |  | 66 | 71 | 0.10621 | 0.445 | 0.132 | 190 | 0 | 0.22 | 1 | 1 | cs | TRUE
83 | MV_597_0_line_83 |  | 66 | 67 | 0.056425 | 0.445 | 0.132 | 190 | 0 | 0.22 | 1 | 1 | cs | TRUE
84 | MV_597_0_line_84 |  | 67 | 68 | 0.033734 | 0.445 | 0.132 | 190 | 0 | 0.22 | 1 | 1 | cs | TRUE
85 | MV_597_0_line_85 |  | 70 | 75 | 0.002272 | 0.445 | 0.132 | 190 | 0 | 0.22 | 1 | 1 | cs | TRUE
86 | MV_597_0_line_86 |  | 70 | 72 | 0.1779 | 0.445 | 0.132 | 190 | 0 | 0.22 | 1 | 1 | cs | TRUE
87 | MV_597_0_line_87 |  | 71 | 77 | 0.003686 | 0.445 | 0.132 | 190 | 0 | 0.22 | 1 | 1 | cs | TRUE
88 | MV_597_0_line_88 |  | 72 | 73 | 0.041034 | 0.445 | 0.132 | 190 | 0 | 0.22 | 1 | 1 | cs | TRUE
89 | MV_597_0_line_89 |  | 72 | 74 | 0.075054 | 0.445 | 0.132 | 190 | 0 | 0.22 | 1 | 1 | cs | TRUE
90 | MV_597_0_line_90 |  | 73 | 79 | 0.008138 | 0.445 | 0.132 | 190 | 0 | 0.22 | 1 | 1 | cs | TRUE
91 | MV_597_0_line_91 |  | 74 | 85 | 0.012287 | 0.445 | 0.132 | 190 | 0 | 0.22 | 1 | 1 | cs | TRUE
92 | MV_597_0_line_92 |  | 74 | 80 | 0.088893 | 0.161 | 0.117 | 273 | 0 | 0.362 | 1 | 1 | cs | TRUE
93 | MV_597_0_line_93 |  | 74 | 82 | 0.058278 | 0.161 | 0.117 | 273 | 0 | 0.362 | 1 | 1 | cs | TRUE
94 | MV_597_0_line_94 |  | 78 | 119 | 0.012496 | 0.445 | 0.132 | 190 | 0 | 0.22 | 1 | 1 | cs | TRUE
95 | MV_597_0_line_95 |  | 80 | 81 | 0.016388 | 0.445 | 0.132 | 190 | 0 | 0.22 | 1 | 1 | cs | TRUE
96 | MV_597_0_line_96 |  | 81 | 184 | 0.016068 | 0.445 | 0.132 | 190 | 0 | 0.22 | 1 | 1 | cs | TRUE
97 | MV_597_0_line_97 |  | 82 | 83 | 0.018084 | 0.445 | 0.132 | 190 | 0 | 0.22 | 1 | 1 | cs | TRUE
98 | MV_597_0_line_98 |  | 82 | 84 | 0.03195 | 0.0515 | 0.029 | 1000 | 0 | 1.276 | 1 | 1 | cs | TRUE
99 | MV_597_0_line_99 |  | 84 | 111 | 0.007316 | 0.0515 | 0.029 | 1000 | 0 | 1.276 | 1 | 1 | cs | TRUE
100 | MV_597_0_line_100 |  | 86 | 87 | 0.017501 | 0.445 | 0.132 | 190 | 0 | 0.22 | 1 | 1 | cs | TRUE
101 | MV_597_0_line_101 |  | 86 | 88 | 0.079865 | 0.445 | 0.132 | 190 | 0 | 0.22 | 1 | 1 | cs | TRUE
102 | MV_597_0_line_102 |  | 86 | 89 | 0.046403 | 0.445 | 0.132 | 190 | 0 | 0.22 | 1 | 1 | cs | TRUE
103 | MV_597_0_line_103 |  | 86 | 90 | 0.10789 | 0.5939 | 0.372 | 9.5 | 0 | 0.21 | 1 | 1 | ol | TRUE
104 | MV_597_0_line_104 |  | 88 | 91 | 0.003472 | 0.445 | 0.132 | 190 | 0 | 0.22 | 1 | 1 | cs | TRUE
105 | MV_597_0_line_105 |  | 89 | 92 | 0.028777 | 0.445 | 0.132 | 190 | 0 | 0.22 | 1 | 1 | cs | TRUE
106 | MV_597_0_line_106 |  | 90 | 93 | 0.032332 | 0.445 | 0.132 | 190 | 0 | 0.22 | 1 | 1 | cs | TRUE
107 | MV_597_0_line_107 |  | 93 | 94 | 0.30706 | 0.445 | 0.132 | 190 | 0 | 0.22 | 1 | 1 | cs | TRUE
108 | MV_597_0_line_108 |  | 94 | 116 | 0.061567 | 0.5939 | 0.372 | 9.5 | 0 | 0.21 | 1 | 1 | ol | TRUE
109 | MV_597_0_line_109 |  | 95 | 96 | 0.028549 | 0.0515 | 0.029 | 1000 | 0 | 1.276 | 1 | 1 | cs | TRUE
110 | MV_597_0_line_110 |  | 96 | 97 | 0.089731 | 0.0515 | 0.029 | 1000 | 0 | 1.276 | 1 | 1 | cs | TRUE
111 | MV_597_0_line_111 |  | 99 | 124 | 0.0767 | 0.0515 | 0.029 | 1000 | 0 | 1.276 | 1 | 1 | cs | TRUE
112 | MV_597_0_line_112 |  | 100 | 101 | 0.043642 | 0.445 | 0.132 | 190 | 0 | 0.22 | 1 | 1 | cs | TRUE
113 | MV_597_0_line_113 |  | 100 | 108 | 0.004211 | 0.445 | 0.132 | 190 | 0 | 0.22 | 1 | 1 | cs | TRUE
114 | MV_597_0_line_114 |  | 101 | 102 | 0.042884 | 0.445 | 0.132 | 190 | 0 | 0.22 | 1 | 1 | cs | TRUE
115 | MV_597_0_line_115 |  | 102 | 132 | 0.023403 | 0.445 | 0.132 | 190 | 0 | 0.22 | 1 | 1 | cs | TRUE
116 | MV_597_0_line_116 |  | 103 | 104 | 0.021854 | 0.445 | 0.132 | 190 | 0 | 0.22 | 1 | 1 | cs | TRUE
117 | MV_597_0_line_117 |  | 104 | 164 | 0.069252 | 0.5939 | 0.372 | 9.5 | 0 | 0.21 | 1 | 1 | ol | TRUE
118 | MV_597_0_line_118 |  | 104 | 163 | 0.093996 | 0.445 | 0.132 | 190 | 0 | 0.22 | 1 | 1 | cs | TRUE
119 | MV_597_0_line_119 |  | 106 | 107 | 0.066811 | 0.445 | 0.132 | 190 | 0 | 0.22 | 1 | 1 | cs | TRUE
120 | MV_597_0_line_120 |  | 106 | 108 | 0.036938 | 0.445 | 0.132 | 190 | 0 | 0.22 | 1 | 1 | cs | TRUE
121 | MV_597_0_line_121 |  | 110 | 176 | 0.05115 | 0.445 | 0.132 | 190 | 0 | 0.22 | 1 | 1 | cs | TRUE
122 | MV_597_0_line_122 |  | 111 | 112 | 0.006049 | 0.0515 | 0.029 | 1000 | 0 | 1.276 | 1 | 1 | cs | TRUE
123 | MV_597_0_line_123 |  | 113 | 114 | 0.026525 | 0.445 | 0.132 | 190 | 0 | 0.22 | 1 | 1 | cs | TRUE
124 | MV_597_0_line_124 |  | 115 | 116 | 0.13259 | 0.5939 | 0.372 | 9.5 | 0 | 0.21 | 1 | 1 | ol | TRUE
125 | MV_597_0_line_125 |  | 116 | 117 | 0.003569 | 0.445 | 0.132 | 190 | 0 | 0.22 | 1 | 1 | cs | TRUE
126 | MV_597_0_line_126 |  | 117 | 173 | 0.07247 | 0.445 | 0.132 | 190 | 0 | 0.22 | 1 | 1 | cs | TRUE
127 | MV_597_0_line_127 |  | 117 | 171 | 0.10575 | 0.445 | 0.132 | 190 | 0 | 0.22 | 1 | 1 | cs | TRUE
128 | MV_597_0_line_128 |  | 120 | 121 | 0.003548 | 0.0515 | 0.029 | 1000 | 0 | 1.276 | 1 | 1 | cs | TRUE
129 | MV_597_0_line_129 |  | 121 | 122 | 0.10375 | 0.0515 | 0.029 | 1000 | 0 | 1.276 | 1 | 1 | cs | TRUE
130 | MV_597_0_line_130 |  | 122 | 123 | 0.089805 | 0.161 | 0.117 | 273 | 0 | 0.362 | 1 | 1 | cs | TRUE
131 | MV_597_0_line_131 |  | 122 | 124 | 0.17012 | 0.0515 | 0.029 | 1000 | 0 | 1.276 | 1 | 1 | cs | TRUE
132 | MV_597_0_line_132 |  | 122 | 125 | 0.020979 | 0.445 | 0.132 | 190 | 0 | 0.22 | 1 | 1 | cs | TRUE
133 | MV_597_0_line_133 |  | 123 | 126 | 0.012893 | 0.445 | 0.132 | 190 | 0 | 0.22 | 1 | 1 | cs | TRUE
134 | MV_597_0_line_134 |  | 123 | 127 | 0.021195 | 0.445 | 0.132 | 190 | 0 | 0.22 | 1 | 1 | cs | TRUE
135 | MV_597_0_line_135 |  | 123 | 128 | 0.0098596 | 0.445 | 0.132 | 190 | 0 | 0.22 | 1 | 1 | cs | TRUE
136 | MV_597_0_line_136 |  | 124 | 131 | 0.004629 | 0.445 | 0.132 | 190 | 0 | 0.22 | 1 | 1 | cs | TRUE
137 | MV_597_0_line_137 |  | 126 | 160 | 0.034472 | 0.445 | 0.132 | 190 | 0 | 0.22 | 1 | 1 | cs | TRUE
138 | MV_597_0_line_138 |  | 127 | 190 | 0.0097466 | 0.445 | 0.132 | 190 | 0 | 0.22 | 1 | 1 | cs | TRUE
139 | MV_597_0_line_139 |  | 128 | 129 | 0.02106 | 0.445 | 0.132 | 190 | 0 | 0.22 | 1 | 1 | cs | TRUE
140 | MV_597_0_line_140 |  | 128 | 130 | 0.01459 | 0.445 | 0.132 | 190 | 0 | 0.22 | 1 | 1 | cs | TRUE
141 | MV_597_0_line_141 |  | 129 | 189 | 0.01192 | 0.445 | 0.132 | 190 | 0 | 0.22 | 1 | 1 | cs | TRUE
142 | MV_597_0_line_142 |  | 132 | 164 | 0.023889 | 0.445 | 0.132 | 190 | 0 | 0.22 | 1 | 1 | cs | TRUE
143 | MV_597_0_line_143 |  | 133 | 134 | 0.006827 | 0.445 | 0.132 | 190 | 0 | 0.22 | 1 | 1 | cs | TRUE
144 | MV_597_0_line_144 |  | 134 | 135 | 0.13171 | 0.445 | 0.132 | 190 | 0 | 0.22 | 1 | 1 | cs | TRUE
145 | MV_597_0_line_145 |  | 134 | 136 | 0.075983 | 0.445 | 0.132 | 190 | 0 | 0.22 | 1 | 1 | cs | TRUE
146 | MV_597_0_line_146 |  | 134 | 137 | 0.064528 | 0.445 | 0.132 | 190 | 0 | 0.22 | 1 | 1 | cs | TRUE
147 | MV_597_0_line_147 |  | 135 | 152 | 0.005752 | 0.445 | 0.132 | 190 | 0 | 0.22 | 1 | 1 | cs | TRUE
148 | MV_597_0_line_148 |  | 135 | 153 | 0.026482 | 0.445 | 0.132 | 190 | 0 | 0.22 | 1 | 1 | cs | TRUE
149 | MV_597_0_line_149 |  | 136 | 154 | 0.044983 | 0.445 | 0.132 | 190 | 0 | 0.22 | 1 | 1 | cs | TRUE
150 | MV_597_0_line_150 |  | 137 | 151 | 0.076015 | 0.5939 | 0.372 | 9.5 | 0 | 0.21 | 1 | 1 | ol | TRUE
151 | MV_597_0_line_151 |  | 138 | 139 | 0.025574 | 0.445 | 0.132 | 190 | 0 | 0.22 | 1 | 1 | cs | TRUE
152 | MV_597_0_line_152 |  | 138 | 140 | 0.11531 | 0.445 | 0.132 | 190 | 0 | 0.22 | 1 | 1 | cs | TRUE
153 | MV_597_0_line_153 |  | 138 | 141 | 0.066182 | 0.5939 | 0.372 | 9.5 | 0 | 0.21 | 1 | 1 | ol | TRUE
154 | MV_597_0_line_154 |  | 139 | 142 | 0.0086436 | 0.445 | 0.132 | 190 | 0 | 0.22 | 1 | 1 | cs | TRUE
155 | MV_597_0_line_155 |  | 139 | 143 | 0.014491 | 0.445 | 0.132 | 190 | 0 | 0.22 | 1 | 1 | cs | TRUE
156 | MV_597_0_line_156 |  | 140 | 147 | 0.05146 | 0.445 | 0.132 | 190 | 0 | 0.22 | 1 | 1 | cs | TRUE
157 | MV_597_0_line_157 |  | 140 | 148 | 0.015876 | 0.445 | 0.132 | 190 | 0 | 0.22 | 1 | 1 | cs | TRUE
158 | MV_597_0_line_158 |  | 141 | 151 | 0.013546 | 0.445 | 0.132 | 190 | 0 | 0.22 | 1 | 1 | cs | TRUE
159 | MV_597_0_line_159 |  | 142 | 155 | 0.012062 | 0.445 | 0.132 | 190 | 0 | 0.22 | 1 | 1 | cs | TRUE
160 | MV_597_0_line_160 |  | 144 | 145 | 0.015514 | 0.445 | 0.132 | 190 | 0 | 0.22 | 1 | 1 | cs | TRUE
161 | MV_597_0_line_161 |  | 144 | 146 | 0.087362 | 0.445 | 0.132 | 190 | 0 | 0.22 | 1 | 1 | cs | TRUE
162 | MV_597_0_line_162 |  | 144 | 147 | 0.075305 | 0.445 | 0.132 | 190 | 0 | 0.22 | 1 | 1 | cs | TRUE
163 | MV_597_0_line_163 |  | 146 | 149 | 0.053399 | 0.445 | 0.132 | 190 | 0 | 0.22 | 1 | 1 | cs | TRUE
164 | MV_597_0_line_164 |  | 147 | 150 | 0.008669 | 0.445 | 0.132 | 190 | 0 | 0.22 | 1 | 1 | cs | TRUE
165 | MV_597_0_line_165 |  | 149 | 156 | 0.005563 | 0.445 | 0.132 | 190 | 0 | 0.22 | 1 | 1 | cs | TRUE
166 | MV_597_0_line_166 |  | 150 | 157 | 0.00605 | 0.445 | 0.132 | 190 | 0 | 0.22 | 1 | 1 | cs | TRUE
167 | MV_597_0_line_167 |  | 153 | 158 | 0.047163 | 0.445 | 0.132 | 190 | 0 | 0.22 | 1 | 1 | cs | TRUE
168 | MV_597_0_line_168 |  | 154 | 159 | 0.032752 | 0.445 | 0.132 | 190 | 0 | 0.22 | 1 | 1 | cs | TRUE
169 | MV_597_0_line_169 |  | 156 | 165 | 0.1554 | 0.445 | 0.132 | 190 | 0 | 0.22 | 1 | 1 | cs | TRUE
170 | MV_597_0_line_170 |  | 157 | 160 | 0.015037 | 0.445 | 0.132 | 190 | 0 | 0.22 | 1 | 1 | cs | TRUE
171 | MV_597_0_line_171 |  | 158 | 191 | 0.01649 | 0.445 | 0.132 | 190 | 0 | 0.22 | 1 | 1 | cs | TRUE
172 | MV_597_0_line_172 |  | 159 | 187 | 0.42602 | 0.445 | 0.132 | 190 | 0 | 0.22 | 1 | 1 | cs | TRUE
173 | MV_597_0_line_173 |  | 161 | 162 | 0.00072683 | 0.445 | 0.132 | 190 | 0 | 0.22 | 1 | 1 | cs | TRUE
174 | MV_597_0_line_174 |  | 161 | 163 | 0.013419 | 0.445 | 0.132 | 190 | 0 | 0.22 | 1 | 1 | cs | TRUE
175 | MV_597_0_line_175 |  | 165 | 166 | 0.050442 | 0.445 | 0.132 | 190 | 0 | 0.22 | 1 | 1 | cs | TRUE
176 | MV_597_0_line_176 |  | 165 | 167 | 0.034249 | 0.445 | 0.132 | 190 | 0 | 0.22 | 1 | 1 | cs | TRUE
177 | MV_597_0_line_177 |  | 166 | 168 | 0.031572 | 0.445 | 0.132 | 190 | 0 | 0.22 | 1 | 1 | cs | TRUE
178 | MV_597_0_line_178 |  | 169 | 170 | 0.007562 | 0.445 | 0.132 | 190 | 0 | 0.22 | 1 | 1 | cs | TRUE
179 | MV_597_0_line_179 |  | 170 | 171 | 0.075021 | 0.445 | 0.132 | 190 | 0 | 0.22 | 1 | 1 | cs | TRUE
180 | MV_597_0_line_180 |  | 171 | 172 | 0.0050107 | 0.445 | 0.132 | 190 | 0 | 0.22 | 1 | 1 | cs | TRUE
181 | MV_597_0_line_181 |  | 172 | 175 | 0.028275 | 0.445 | 0.132 | 190 | 0 | 0.22 | 1 | 1 | cs | TRUE
182 | MV_597_0_line_182 |  | 173 | 174 | 0.0079477 | 0.445 | 0.132 | 190 | 0 | 0.22 | 1 | 1 | cs | TRUE
183 | MV_597_0_line_183 |  | 176 | 177 | 0.03189 | 0.445 | 0.132 | 190 | 0 | 0.22 | 1 | 1 | cs | TRUE
184 | MV_597_0_line_184 |  | 177 | 178 | 0.011473 | 0.445 | 0.132 | 190 | 0 | 0.22 | 1 | 1 | cs | TRUE
185 | MV_597_0_line_185 |  | 178 | 180 | 0.11025 | 0.445 | 0.132 | 190 | 0 | 0.22 | 1 | 1 | cs | TRUE
186 | MV_597_0_line_186 |  | 179 | 180 | 0.002183 | 0.445 | 0.132 | 190 | 0 | 0.22 | 1 | 1 | cs | TRUE
187 | MV_597_0_line_187 |  | 182 | 183 | 0.092787 | 0.445 | 0.132 | 190 | 0 | 0.22 | 1 | 1 | cs | TRUE
188 | MV_597_0_line_188 |  | 185 | 186 | 0.022334 | 0.445 | 0.132 | 190 | 0 | 0.22 | 1 | 1 | cs | TRUE
189 | MV_597_0_line_189 |  | 186 | 187 | 0.10422 | 0.445 | 0.132 | 190 | 0 | 0.22 | 1 | 1 | cs | TRUE
190 | MV_597_0_line_190 |  | 187 | 188 | 0.038967 | 0.445 | 0.132 | 190 | 0 | 0.22 | 1 | 1 | cs | TRUE
191 | MV_597_0_line_191 |  | 189 | 200 | 0.0097036 | 0.445 | 0.132 | 190 | 0 | 0.22 | 1 | 1 | cs | TRUE
192 | MV_597_0_line_192 |  | 190 | 196 | 0.010522 | 0.445 | 0.132 | 190 | 0 | 0.22 | 1 | 1 | cs | TRUE
193 | MV_597_0_line_193 |  | 191 | 192 | 0.03088 | 0.445 | 0.132 | 190 | 0 | 0.22 | 1 | 1 | cs | TRUE
194 | MV_597_0_line_194 |  | 192 | 193 | 0.015388 | 0.445 | 0.132 | 190 | 0 | 0.22 | 1 | 1 | cs | TRUE
195 | MV_597_0_line_195 |  | 193 | 194 | 0.01533 | 0.445 | 0.132 | 190 | 0 | 0.22 | 1 | 1 | cs | TRUE
196 | MV_597_0_line_196 |  | 195 | 196 | 0.014221 | 0.445 | 0.132 | 190 | 0 | 0.22 | 1 | 1 | cs | TRUE
197 | MV_597_0_line_197 |  | 195 | 197 | 0.017041 | 0.445 | 0.132 | 190 | 0 | 0.22 | 1 | 1 | cs | TRUE
198 | MV_597_0_line_198 |  | 197 | 198 | 0.016092 | 0.445 | 0.132 | 190 | 0 | 0.22 | 1 | 1 | cs | TRUE
199 | MV_597_0_line_199 |  | 198 | 199 | 0.015664 | 0.445 | 0.132 | 190 | 0 | 0.22 | 1 | 1 | cs | TRUE
200 | MV_597_0_line_200 |  | 200 | 201 | 0.0098532 | 0.445 | 0.132 | 190 | 0 | 0.22 | 1 | 1 | cs | TRUE
201 | MV_597_0_line_201 |  | 201 | 202 | 0.0093882 | 0.445 | 0.132 | 190 | 0 | 0.22 | 1 | 1 | cs | TRUE
202 | MV_597_0_line_202 |  | 202 | 203 | 0.014197 | 0.445 | 0.132 | 190 | 0 | 0.22 | 1 | 1 | cs | TRUE

## trafo
| name | std_type | hv_bus | lv_bus | sn_mva | vn_hv_kv | vn_lv_kv | vk_percent | vkr_percent | pfe_kw | i0_percent | shift_degree | tap_side | tap_neutral | tap_min | tap_max | tap_step_percent | tap_step_degree | tap_pos | tap_phase_shifter | parallel | df | in_service
0 | MV_597_0_trafo_68 | 25 MVA 110/20 kV | 204 | 120 | 25 | 110 | 20 | 12 | 0.41 | 14 | 0.07 | 150 | hv | 0 | -9 | 9 | 1.5 | 0 | 0 | FALSE | 1 | 1 | TRUE

## bus_geodata
| x | y | coords
0 | 2599830.5353 | 1199257.5442
1 | 2599829.5531 | 1199255.432
2 | 2599853.8153 | 1199309.1395
3 | 2599815.8177 | 1199243.6485
4 | 2599843.8027 | 1199326.7194
5 | 2599854.2644 | 1199349.2404
6 | 2599776.3352 | 1199271.1761
7 | 2599752.8938 | 1199283.7507
8 | 2599822.5632 | 1199240.402
9 | 2599780.9907 | 1199189.6434
10 | 2599779.7149 | 1199187.3833
11 | 2599754.9573 | 1199288.3976
12 | 2599712.2453 | 1199158.1191
13 | 2599710.1513 | 1199154.2394
14 | 2599684.0072 | 1199174.4185
15 | 2599708.0877 | 1199150.4375
16 | 2599784.2821 | 1199079.6955
17 | 2599666.8383 | 1199172.6076
18 | 2599746.4685 | 1199293.145
19 | 2599687.7931 | 1199321.4414
20 | 2599689.9403 | 1199325.1989
21 | 2599705.9481 | 1199146.4911
22 | 2599780.1711 | 1199032.8514
23 | 2599552.864 | 1199108.4599
24 | 2599564.8421 | 1199128.7475
25 | 2599543.6877 | 1199088.739
26 | 2599663.3819 | 1199174.52
27 | 2599748.8214 | 1199298.7145
28 | 2599585.7792 | 1199027.7583
29 | 2599543.209 | 1199049.1019
30 | 2599599.1215 | 1198968.3144
31 | 2599658.6768 | 1199177.0105
32 | 2599645.7996 | 1199355.4625
33 | 2599794.4083 | 1199405.2582
34 | 2599736.8829 | 1199408.5314
35 | 2599810.9216 | 1199403.8233
36 | 2599716.874 | 1199407.608
37 | 2599875.0944 | 1199397.6731
38 | 2599796.6463 | 1199380.4757
39 | 2599717.7056 | 1199436.1788
40 | 2599723.1795 | 1199434.5443
41 | 2599721.9257 | 1199445.2685
42 | 2599637.0179 | 1199412.5826
43 | 2599589.4421 | 1199412.8308
44 | 2599652.7814 | 1199411.8281
45 | 2599561.0654 | 1199302.6853
46 | 2599537.5221 | 1199276.1954
47 | 2599567.1407 | 1199300.0945
48 | 2599514.7668 | 1199211.2739
49 | 2599521.2869 | 1199279.5159
50 | 2599586.6193 | 1199385.4322
51 | 2599660.8989 | 1199381.7533
52 | 2599424.2323 | 1199340.719
53 | 2599385.6174 | 1199344.4475
54 | 2599423.1629 | 1199378.6505
55 | 2598805.3186 | 1198542.2245
56 | 2598804.8697 | 1198543.592
57 | 2598819.5834 | 1198810.009
58 | 2598951.6256 | 1198881.5655
59 | 2598806.0654 | 1198796.1711
60 | 2598955.6086 | 1198886.0004
61 | 2599076.0218 | 1199098.8597
62 | 2599102.3015 | 1199127.5151
63 | 2599047.936 | 1199113.601
64 | 2599085.0444 | 1198779.0316
65 | 2599134.8348 | 1199272.6988
66 | 2599280.8717 | 1199172.2238
67 | 2599291.1066 | 1199130.1444
68 | 2599280.0779 | 1199099.6184
69 | 2599275.0781 | 1199175.0706
70 | 2599360.1123 | 1199152.9702
71 | 2599219.3381 | 1199118.07
72 | 2599377.3643 | 1199016.2839
73 | 2599337.0888 | 1199024.1373
74 | 2599433.8057 | 1199015.555
75 | 2599359.6482 | 1199155.1937
76 | 2599105.3784 | 1199133.8736
77 | 2599217.9443 | 1199114.6573
78 | 2599021.1479 | 1199131.6719
79 | 2599329.1012 | 1199025.6948
80 | 2599504.3298 | 1198983.9199
81 | 2599497.0393 | 1198969.2429
82 | 2599450.5757 | 1199056.742
83 | 2599433.1115 | 1199060.9874
84 | 2599466.7037 | 1199076.8733
85 | 2599438.4393 | 1199026.9351
86 | 2599196.1452 | 1199004.5237
87 | 2599210.229 | 1198994.1351
88 | 2599254.5142 | 1198956.423
89 | 2599220.5532 | 1199043.5744
90 | 2599138.6059 | 1198913.2606
91 | 2599252.458 | 1198953.6218
92 | 2599249.1952 | 1199042.6212
93 | 2599117.8333 | 1198888.4848
94 | 2599341.0378 | 1198823.4185
95 | 2599624.9288 | 1199195.1147
96 | 2599599.7649 | 1199208.5984
97 | 2599599.4398 | 1199141.3291
98 | 2599512.3451 | 1199204.5927
99 | 2599498.511 | 1199282.6136
100 | 2599533.649 | 1199384.4204
101 | 2599535.5097 | 1199419.0944
102 | 2599492.6735 | 1199421.1236
103 | 2599464.0544 | 1199491.9963
104 | 2599442.4212 | 1199488.8964
105 | 2599365.5808 | 1199337.9725
106 | 2599496.1452 | 1199382.0671
107 | 2599429.4974 | 1199379.6059
108 | 2599533.1461 | 1199380.2404
109 | 2599727.5342 | 1199433.1544
110 | 2599746.6306 | 1199473.5861
111 | 2599473.5254 | 1199074.1823
112 | 2599477.8656 | 1199077.4503
113 | 2599532.5617 | 1199064.2046
114 | 2599556.6516 | 1199053.1573
115 | 2599284.3526 | 1198779.2799
116 | 2599380.0732 | 1198871.0282
117 | 2599382.3044 | 1198873.8183
118 | 2599082.2494 | 1198775.33
119 | 2599010.7889 | 1199138.66
120 | 2599346.6671 | 1199219.8187
121 | 2599346.7208 | 1199223.3651
122 | 2599315.3622 | 1199297.353
123 | 2599305.7081 | 1199354.6294
124 | 2599445.9403 | 1199287.8884
125 | 2599295.0327 | 1199293.9717
126 | 2599304.1384 | 1199367.1128
127 | 2599284.6281 | 1199353.2411
128 | 2599304.5724 | 1199344.8354
129 | 2599284.2684 | 1199346.5116
130 | 2599308.3693 | 1199330.8073
131 | 2599446.862 | 1199292.424
132 | 2599469.2816 | 1199421.3968
133 | 2599138.1521 | 1199404.2909
134 | 2599132.1989 | 1199407.4269
135 | 2599139.6189 | 1199290.4297
136 | 2599106.5183 | 1199355.9034
137 | 2599114.217 | 1199459.8578
138 | 2599212.3225 | 1199411.8616
139 | 2599225.4689 | 1199399.2752
140 | 2599289.3079 | 1199406.0146
141 | 2599188.5771 | 1199473.6371
142 | 2599216.8733 | 1199398.3665
143 | 2599239.8802 | 1199400.6732
144 | 2599312.5047 | 1199457.0611
145 | 2599309.0349 | 1199472.1808
146 | 2599272.0018 | 1199512.7185
147 | 2599315.1564 | 1199415.1161
148 | 2599273.5202 | 1199404.3467
149 | 2599261.8985 | 1199564.9033
150 | 2599316.2821 | 1199406.5225
151 | 2599185.3038 | 1199486.782
152 | 2599139.8007 | 1199284.6822
153 | 2599165.8888 | 1199291.9731
154 | 2599061.8129 | 1199350.9137
155 | 2599204.8785 | 1199397.0986
156 | 2599260.8258 | 1199570.362
157 | 2599311.4929 | 1199403.288
158 | 2599213.0503 | 1199292.3118
159 | 2599029.2711 | 1199347.2117
160 | 2599296.6693 | 1199400.7663
161 | 2599397.9859 | 1199507.9225
162 | 2599398.0843 | 1199507.2023
163 | 2599396.2581 | 1199521.2299
164 | 2599445.4606 | 1199419.7107
165 | 2599316.9646 | 1199625.8621
166 | 2599352.2796 | 1199609.1266
167 | 2599317.501 | 1199593.5225
168 | 2599367.8062 | 1199591.5897
169 | 2599455.7003 | 1198914.2652
170 | 2599461.8976 | 1198909.9067
171 | 2599466.6371 | 1198870.2961
172 | 2599469.9701 | 1198871.5189
173 | 2599397.1955 | 1198924.2547
174 | 2599395.5276 | 1198932.0253
175 | 2599486.6101 | 1198884.8241
176 | 2599745.1167 | 1199495.22
177 | 2599714.5077 | 1199500.6579
178 | 2599703.0463 | 1199501.1701
179 | 2599660.6228 | 1199573.8896
180 | 2599662.4347 | 1199572.7666
181 | 2599597.7804 | 1198954.8072
182 | 2599541.8014 | 1198939.0146
183 | 2599545.5673 | 1198905.1184
184 | 2599489.8911 | 1198954.8523
185 | 2599055.3205 | 1199198.6753
186 | 2599043.0758 | 1199179.9976
187 | 2598991.4921 | 1199215.0254
188 | 2599018.7958 | 1199225.6152
189 | 2599272.3648 | 1199345.8933
190 | 2599274.8939 | 1199352.7498
191 | 2599228.8261 | 1199289.3937
192 | 2599239.2779 | 1199309.7493
193 | 2599254.6654 | 1199309.8947
194 | 2599269.9949 | 1199310.0395
195 | 2599250.1819 | 1199351.5027
196 | 2599264.3848 | 1199352.2195
197 | 2599233.1624 | 1199350.6438
198 | 2599217.0906 | 1199349.8328
199 | 2599201.4461 | 1199349.0433
200 | 2599262.6743 | 1199345.39
201 | 2599252.8343 | 1199344.879
202 | 2599243.4588 | 1199344.392
203 | 2599229.2807 | 1199343.6556
204 | 2599346.6671 | 1199219.8187

## line_std_types
| c_nf_per_km | r_ohm_per_km | x_ohm_per_km | max_i_ka | type | q_mm2 | alpha | voltage_rating
NAYY 4x50 SE | 210 | 0.642 | 0.083 | 0.142 | cs | 50 | 0.00403 | LV
NAYY 4x120 SE | 264 | 0.225 | 0.08 | 0.242 | cs | 120 | 0.00403 | LV
NAYY 4x150 SE | 261 | 0.208 | 0.08 | 0.27 | cs | 150 | 0.00403 | LV
NA2XS2Y 1x95 RM/25 12/20 kV | 216 | 0.313 | 0.132 | 0.252 | cs | 95 | 0.00403 | MV
NA2XS2Y 1x185 RM/25 12/20 kV | 273 | 0.161 | 0.117 | 0.362 | cs | 185 | 0.00403 | MV
NA2XS2Y 1x240 RM/25 12/20 kV | 304 | 0.122 | 0.112 | 0.421 | cs | 240 | 0.00403 | MV
NA2XS2Y 1x95 RM/25 6/10 kV | 315 | 0.313 | 0.123 | 0.249 | cs | 95 | 0.00403 | MV
NA2XS2Y 1x185 RM/25 6/10 kV | 406 | 0.161 | 0.11 | 0.358 | cs | 185 | 0.00403 | MV
NA2XS2Y 1x240 RM/25 6/10 kV | 456 | 0.122 | 0.105 | 0.416 | cs | 240 | 0.00403 | MV
NA2XS2Y 1x150 RM/25 12/20 kV | 250 | 0.206 | 0.116 | 0.319 | cs | 150 | 0.00403 | MV
NA2XS2Y 1x120 RM/25 12/20 kV | 230 | 0.253 | 0.119 | 0.283 | cs | 120 | 0.00403 | MV
NA2XS2Y 1x70 RM/25 12/20 kV | 190 | 0.443 | 0.132 | 0.22 | cs | 70 | 0.00403 | MV
NA2XS2Y 1x150 RM/25 6/10 kV | 360 | 0.206 | 0.11 | 0.315 | cs | 150 | 0.00403 | MV
NA2XS2Y 1x120 RM/25 6/10 kV | 340 | 0.253 | 0.113 | 0.28 | cs | 120 | 0.00403 | MV
NA2XS2Y 1x70 RM/25 6/10 kV | 280 | 0.443 | 0.123 | 0.217 | cs | 70 | 0.00403 | MV
N2XS(FL)2Y 1x120 RM/35 64/110 kV | 112 | 0.153 | 0.166 | 0.366 | cs | 120 | 0.00393 | HV
N2XS(FL)2Y 1x185 RM/35 64/110 kV | 125 | 0.099 | 0.156 | 0.457 | cs | 185 | 0.00393 | HV
N2XS(FL)2Y 1x240 RM/35 64/110 kV | 135 | 0.075 | 0.149 | 0.526 | cs | 240 | 0.00393 | HV
N2XS(FL)2Y 1x300 RM/35 64/110 kV | 144 | 0.06 | 0.144 | 0.588 | cs | 300 | 0.00393 | HV
15-AL1/3-ST1A 0.4 | 11 | 1.8769 | 0.35 | 0.105 | ol | 16 | 0.00403 | LV
24-AL1/4-ST1A 0.4 | 11.25 | 1.2012 | 0.335 | 0.14 | ol | 24 | 0.00403 | LV
48-AL1/8-ST1A 0.4 | 12.2 | 0.5939 | 0.3 | 0.21 | ol | 48 | 0.00403 | LV
94-AL1/15-ST1A 0.4 | 13.2 | 0.306 | 0.29 | 0.35 | ol | 94 | 0.00403 | LV
34-AL1/6-ST1A 10.0 | 9.7 | 0.8342 | 0.36 | 0.17 | ol | 34 | 0.00403 | MV
48-AL1/8-ST1A 10.0 | 10.1 | 0.5939 | 0.35 | 0.21 | ol | 48 | 0.00403 | MV
70-AL1/11-ST1A 10.0 | 10.4 | 0.4132 | 0.339 | 0.29 | ol | 70 | 0.00403 | MV
94-AL1/15-ST1A 10.0 | 10.75 | 0.306 | 0.33 | 0.35 | ol | 94 | 0.00403 | MV
122-AL1/20-ST1A 10.0 | 11.1 | 0.2376 | 0.323 | 0.41 | ol | 122 | 0.00403 | MV
149-AL1/24-ST1A 10.0 | 11.25 | 0.194 | 0.315 | 0.47 | ol | 149 | 0.00403 | MV
34-AL1/6-ST1A 20.0 | 9.15 | 0.8342 | 0.382 | 0.17 | ol | 34 | 0.00403 | MV
48-AL1/8-ST1A 20.0 | 9.5 | 0.5939 | 0.372 | 0.21 | ol | 48 | 0.00403 | MV
70-AL1/11-ST1A 20.0 | 9.7 | 0.4132 | 0.36 | 0.29 | ol | 70 | 0.00403 | MV
94-AL1/15-ST1A 20.0 | 10 | 0.306 | 0.35 | 0.35 | ol | 94 | 0.00403 | MV
122-AL1/20-ST1A 20.0 | 10.3 | 0.2376 | 0.344 | 0.41 | ol | 122 | 0.00403 | MV
149-AL1/24-ST1A 20.0 | 10.5 | 0.194 | 0.337 | 0.47 | ol | 149 | 0.00403 | MV
184-AL1/30-ST1A 20.0 | 10.75 | 0.1571 | 0.33 | 0.535 | ol | 184 | 0.00403 | MV
243-AL1/39-ST1A 20.0 | 11 | 0.1188 | 0.32 | 0.645 | ol | 243 | 0.00403 | MV
48-AL1/8-ST1A 110.0 | 8 | 0.5939 | 0.46 | 0.21 | ol | 48 | 0.00403 | HV
70-AL1/11-ST1A 110.0 | 8.4 | 0.4132 | 0.45 | 0.29 | ol | 70 | 0.00403 | HV
94-AL1/15-ST1A 110.0 | 8.65 | 0.306 | 0.44 | 0.35 | ol | 94 | 0.00403 | HV
122-AL1/20-ST1A 110.0 | 8.5 | 0.2376 | 0.43 | 0.41 | ol | 122 | 0.00403 | HV
149-AL1/24-ST1A 110.0 | 8.75 | 0.194 | 0.41 | 0.47 | ol | 149 | 0.00403 | HV
184-AL1/30-ST1A 110.0 | 8.8 | 0.1571 | 0.4 | 0.535 | ol | 184 | 0.00403 | HV
243-AL1/39-ST1A 110.0 | 9 | 0.1188 | 0.39 | 0.645 | ol | 243 | 0.00403 | HV
305-AL1/39-ST1A 110.0 | 9.2 | 0.0949 | 0.38 | 0.74 | ol | 305 | 0.00403 | HV
490-AL1/64-ST1A 110.0 | 9.75 | 0.059 | 0.37 | 0.96 | ol | 490 | 0.00403 | HV
679-AL1/86-ST1A 110.0 | 9.95 | 0.042 | 0.36 | 1.15 | ol | 679 | 0.00403 | HV
490-AL1/64-ST1A 220.0 | 10 | 0.059 | 0.285 | 0.96 | ol | 490 | 0.00403 | HV
679-AL1/86-ST1A 220.0 | 11.7 | 0.042 | 0.275 | 1.15 | ol | 679 | 0.00403 | HV
490-AL1/64-ST1A 380.0 | 11 | 0.059 | 0.253 | 0.96 | ol | 490 | 0.00403 | HV
679-AL1/86-ST1A 380.0 | 14.6 | 0.042 | 0.25 | 1.15 | ol | 679 | 0.00403 | HV

## trafo_std_types
| i0_percent | pfe_kw | vkr_percent | sn_mva | vn_lv_kv | vn_hv_kv | vk_percent | shift_degree | vector_group | tap_side | tap_neutral | tap_min | tap_max | tap_step_degree | tap_step_percent | tap_phase_shifter
160 MVA 380/110 kV | 0.06 | 60 | 0.25 | 160 | 110 | 380 | 12.2 | 0 | Yy0 | hv | 0 | -9 | 9 | 0 | 1.5 | FALSE
100 MVA 220/110 kV | 0.06 | 55 | 0.26 | 100 | 110 | 220 | 12 | 0 | Yy0 | hv | 0 | -9 | 9 | 0 | 1.5 | FALSE
63 MVA 110/20 kV | 0.04 | 22 | 0.32 | 63 | 20 | 110 | 18 | 150 | YNd5 | hv | 0 | -9 | 9 | 0 | 1.5 | FALSE
40 MVA 110/20 kV | 0.05 | 18 | 0.34 | 40 | 20 | 110 | 16.2 | 150 | YNd5 | hv | 0 | -9 | 9 | 0 | 1.5 | FALSE
25 MVA 110/20 kV | 0.07 | 14 | 0.41 | 25 | 20 | 110 | 12 | 150 | YNd5 | hv | 0 | -9 | 9 | 0 | 1.5 | FALSE
63 MVA 110/10 kV | 0.04 | 22 | 0.32 | 63 | 10 | 110 | 18 | 150 | YNd5 | hv | 0 | -9 | 9 | 0 | 1.5 | FALSE
40 MVA 110/10 kV | 0.05 | 18 | 0.34 | 40 | 10 | 110 | 16.2 | 150 | YNd5 | hv | 0 | -9 | 9 | 0 | 1.5 | FALSE
25 MVA 110/10 kV | 0.07 | 14 | 0.41 | 25 | 10 | 110 | 12 | 150 | YNd5 | hv | 0 | -9 | 9 | 0 | 1.5 | FALSE
0.25 MVA 20/0.4 kV | 0.32 | 0.8 | 1.44 | 0.25 | 0.4 | 20 | 6 | 150 | Yzn5 | hv | 0 | -2 | 2 | 0 | 2.5 | FALSE
0.4 MVA 20/0.4 kV | 0.3375 | 1.35 | 1.425 | 0.4 | 0.4 | 20 | 6 | 150 | Dyn5 | hv | 0 | -2 | 2 | 0 | 2.5 | FALSE
0.63 MVA 20/0.4 kV | 0.2619 | 1.65 | 1.206 | 0.63 | 0.4 | 20 | 6 | 150 | Dyn5 | hv | 0 | -2 | 2 | 0 | 2.5 | FALSE
0.25 MVA 10/0.4 kV | 0.24 | 0.6 | 1.2 | 0.25 | 0.4 | 10 | 4 | 150 | Dyn5 | hv | 0 | -2 | 2 | 0 | 2.5 | FALSE
0.4 MVA 10/0.4 kV | 0.2375 | 0.95 | 1.325 | 0.4 | 0.4 | 10 | 4 | 150 | Dyn5 | hv | 0 | -2 | 2 | 0 | 2.5 | FALSE
0.63 MVA 10/0.4 kV | 0.1873 | 1.18 | 1.0794 | 0.63 | 0.4 | 10 | 4 | 150 | Dyn5 | hv | 0 | -2 | 2 | 0 | 2.5 | FALSE

## trafo3w_std_types
| sn_hv_mva | sn_mv_mva | sn_lv_mva | vn_hv_kv | vn_mv_kv | vn_lv_kv | vk_hv_percent | vk_mv_percent | vk_lv_percent | vkr_hv_percent | vkr_mv_percent | vkr_lv_percent | pfe_kw | i0_percent | shift_mv_degree | shift_lv_degree | vector_group | tap_side | tap_neutral | tap_min | tap_max | tap_step_percent
63/25/38 MVA 110/20/10 kV | 63 | 25 | 38 | 110 | 20 | 10 | 10.4 | 10.4 | 10.4 | 0.28 | 0.32 | 0.35 | 35 | 0.89 | 0 | 0 | YN0yn0yn0 | hv | 0 | -10 | 10 | 1.2
63/25/38 MVA 110/10/10 kV | 63 | 25 | 38 | 110 | 10 | 10 | 10.4 | 10.4 | 10.4 | 0.28 | 0.32 | 0.35 | 35 | 0.89 | 0 | 0 | YN0yn0yn0 | hv | 0 | -10 | 10 | 1.2

## fuse_std_types
| fuse_type | i_rated_a | t_avg | t_min | t_total | x_avg | x_min | x_total
HV 100A | HV 100A | 100 | 0 | [10.0, 3.64, 0.854, 0.281, 0.1, 0.0531, 0.022, 0.01] | [10.0, 4.267, 1.21, 0.403, 0.1, 0.058, 0.022, 0.01] | 0 | [300.0, 350.0, 450.0, 550.0, 700.0, 850.0, 1200.0, 1752.0] | [600.0, 700.0, 900.0, 1150.0, 1665.0, 2000.0, 3000.0, 4313.0]
HV 10A | HV 10A | 10 | 0 | [10.0, 1675.0, 0.344, 0.156, 0.1, 0.0417, 0.0171, 0.01] | [10.0, 1.3, 0.3, 0.155, 0.1, 0.0555, 0.023, 0.01] | 0 | [30.0, 32.0, 35.0, 37.0, 39.0, 50.0, 70.0, 88.0] | [60.0, 70.0, 80.0, 87.0, 94.0, 110.0, 150.0, 216.0]
HV 125A | HV 125A | 125 | 0 | [10.0, 1.82, 0.344, 0.1, 0.0467, 0.0269, 0.01] | [10.0, 2.478, 0.426, 0.1, 0.0427, 0.0211, 0.01] | 0 | [375.0, 500.0, 700.0, 925.0, 1200.0, 1500.0, 2341.0] | [750.0, 1000.0, 1500.0, 2200.0, 3000.0, 4000.0, 5765.0]
HV 160A | HV 160A | 160 | 0 | [10.0, 4.15, 1.03, 0.198, 0.1, 0.051, 0.0172, 0.01] | [10.0, 2.3, 0.734, 0.274, 0.1, 0.046, 0.0177, 0.01] | 0 | [480.0, 550.0, 700.0, 1000.0, 1260.0, 1600.0, 2500.0, 3227.0] | [960.0, 1300.0, 1700.0, 2200.0, 2996.0, 4000.0, 6000.0, 7946.0]
HV 16A | HV 16A | 16 | 0 | [10.0, 0.352, 0.164, 0.1, 0.0649, 0.0342, 0.01] | [10.0, 2.34, 0.722, 0.181, 0.1, 0.055, 0.0296, 0.01] | 0 | [48.0, 60.0, 65.0, 71.0, 80.0, 100.0, 162.0] | [96.0, 110.0, 125.0, 150.0, 168.0, 200.0, 250.0, 398.0]
HV 200A | HV 200A | 200 | 0 | [10.0, 4.267, 1.21, 0.403, 0.1, 0.058, 0.022, 0.01] | [10.0, 3.73, 1.654, 0.328, 0.1, 0.0531, 0.019, 0.01] | 0 | [600.0, 700.0, 900.0, 1150.0, 1665.0, 2000.0, 3000.0, 4313.0] | [1200.0, 1500.0, 1800.0, 2700.0, 3960.0, 5000.0, 7500.0, 10620.0]
HV 20A | HV 20A | 20 | 0 | [10.0, 1.3, 0.3, 0.155, 0.1, 0.0555, 0.023, 0.01] | [10.0, 1.3, 0.161, 0.1, 0.0611, 0.0399, 0.0141, 0.01] | 0 | [60.0, 70.0, 80.0, 87.0, 94.0, 110.0, 150.0, 216.0] | [120.0, 150.0, 200.0, 223.0, 260.0, 300.0, 450.0, 532.0]
HV 25A | HV 25A | 25 | 0 | [10.0, 2.512, 0.833, 0.299, 0.1, 0.0372, 0.0223, 0.01] | [10.0, 3.125, 0.597, 0.198, 0.1, 0.0378, 0.022, 0.01] | 0 | [75.0, 82.0, 90.0, 100.0, 124.0, 170.0, 200.0, 289.0] | [150.0, 170.0, 210.0, 250.0, 294.0, 400.0, 500.0, 711.0]
HV 31.5A | HV 31.5A | 31.5 | 0 | [10.0, 2.34, 0.722, 0.181, 0.1, 0.055, 0.0296, 0.01] | [10.0, 2.84, 0.368, 0.164, 0.1, 0.0621, 0.0378, 0.0195, 0.01] | 0 | [95.0, 110.0, 125.0, 150.0, 165.0, 200.0, 250.0, 390.0] | [189.0, 220.0, 300.0, 350.0, 393.0, 450.0, 530.0, 700.0, 960.0]
HV 40A | HV 40A | 40 | 0 | [10.0, 1.3, 0.161, 0.1, 0.0611, 0.0399, 0.0141, 0.01] | [10.0, 2.05, 0.369, 0.198, 0.1, 0.051, 0.0298, 0.01] | 0 | [120.0, 150.0, 200.0, 223.0, 260.0, 300.0, 450.0, 532.0] | [240.0, 300.0, 400.0, 450.0, 530.0, 650.0, 800.0, 1311.0]
HV 50A | HV 50A | 50 | 0 | [10.0, 3.215, 0.597, 0.198, 0.1, 0.0378, 0.022, 0.01] | [10.0, 3.64, 0.854, 0.281, 0.1, 0.0531, 0.022, 0.01] | 0 | [150.0, 170.0, 210.0, 250.0, 294.0, 400.0, 500.0, 711.0] | [300.0, 350.0, 450.0, 550.0, 700.0, 850.0, 1200.0, 1752.0]
HV 6.3A | HV 6.3A | 6.3 | 0 | [10.0, 1.39, 0.344, 0.168, 0.1, 0.056, 0.0263, 0.01] | [10.0, 1.711, 0.516, 0.198, 0.1, 0.0634, 0.0303, 0.01] | 0 | [19.0, 19.5, 20.4, 20.8, 22.0, 25.0, 32.0, 48.0] | [38.0, 40.0, 43.0, 48.0, 53.0, 60.0, 75.0, 118.0]
HV 63A | HV 63A | 63 | 0 | [10.0, 2.84, 0.368, 0.164, 0.1, 0.0621, 0.0378, 0.0195, 0.01] | [10.0, 1.82, 0.344, 0.1, 0.0467, 0.0269, 0.01] | 0 | [189.0, 220.0, 300.0, 350.0, 393.0, 450.0, 530.0, 700.0, 961.0] | [378.0, 500.0, 700.0, 934.0, 1200.0, 1500.0, 2366.0]
HV 80A | HV 80A | 80 | 0 | [10.0, 2.05, 0.369, 0.198, 0.1, 0.051, 0.0298, 0.01] | [10.0, 4.15, 1.03, 0.198, 0.1, 0.051, 0.0172, 0.01] | 0 | [240.0, 300.0, 400.0, 450.0, 530.0, 650.0, 800.0, 1311.0] | [480.0, 550.0, 700.0, 1000.0, 1260.0, 1600.0, 2500.0, 3227.0]
Siemens NH-1-100 | Siemens NH-1-100 | 100 | [5400.0, 2000.0, 400.0, 20.0, 1.0, 0.2, 0.012, 0.004] | 0 | 0 | [150.0, 190.0, 250.0, 430.0, 900.0, 1250.0, 2700.0, 3600.0] | 0 | 0
Siemens NH-1-125 | Siemens NH-1-125 | 125 | [4800.0, 120.0, 7.0, 0.1, 0.004] | 0 | 0 | [180.0, 400.0, 740.0, 2000.0, 4250.0] | 0 | 0
Siemens NH-1-16 | Siemens NH-1-16 | 16 | [4000.0, 400.0, 2.0, 0.1, 0.04, 0.01] | 0 | 0 | [26.0, 35.0, 75.0, 150.0, 200.0, 300.0] | 0 | 0
Siemens NH-1-160 | Siemens NH-1-160 | 160 | [4800.0, 120.0, 7.0, 0.1, 0.004] | 0 | 0 | [210.0, 500.0, 900.0, 2300.0, 5000.0] | 0 | 0
Siemens NH-1-25 | Siemens NH-1-25 | 25 | [4000.0, 1000.0, 10.0, 0.2, 0.02, 0.01] | 0 | 0 | [40.0, 50.0, 100.0, 210.0, 400.0, 500.0] | 0 | 0
Siemens NH-1-50 | Siemens NH-1-50 | 50 | [4000.0, 40.0, 4.0, 1.0, 0.02, 0.01] | 0 | 0 | [86.0, 200.0, 300.0, 400.0, 1000.0, 1280.0] | 0 | 0
Siemens NH-1-63 | Siemens NH-1-63 | 63 | [4000.0, 100.0, 10.0, 2.0, 0.04, 0.01] | 0 | 0 | [100.0, 200.0, 300.0, 400.0, 1000.0, 1500.0] | 0 | 0
Siemens NH-1-80 | Siemens NH-1-80 | 80 | [4800.0, 120.0, 7.0, 0.1, 0.01] | 0 | 0 | [150.58, 250.0, 450.0, 1150.0, 2470.0] | 0 | 0
Siemens NH-2-1000 | Siemens NH-2-1000 | 1000 | [4800.0, 120.0, 7.0, 0.1, 0.004] | 0 | 0 | [1900.0, 3500.0, 8400.0, 24000.0, 52000.0] | 0 | 0
Siemens NH-2-200 | Siemens NH-2-200 | 200 | [4800.0, 120.0, 7.0, 0.1, 0.004] | 0 | 0 | [280.0, 650.0, 1200.0, 3000.0, 7000.0] | 0 | 0
Siemens NH-2-224 | Siemens NH-2-224 | 224 | [4800.0, 120.0, 7.0, 0.2, 0.04, 0.004] | 0 | 0 | [400.0, 750.0, 1453.0, 3025.0, 4315.0, 7600.0] | 0 | 0
Siemens NH-2-250 | Siemens NH-2-250 | 250 | [4800.0, 120.0, 7.0, 0.1, 0.004] | 0 | 0 | [450.0, 800.0, 1650.0, 4000.0, 8500.0] | 0 | 0
Siemens NH-2-315 | Siemens NH-2-315 | 315 | [4800.0, 120.0, 7.0, 0.1, 0.004] | 0 | 0 | [550.0, 920.0, 1900.0, 5000.0, 11000.0] | 0 | 0
Siemens NH-2-355 | Siemens NH-2-355 | 355 | [4800.0, 120.0, 6.0, 0.1, 0.004] | 0 | 0 | [650.0, 1116.27, 2350.0, 5840.0, 12790.0] | 0 | 0
Siemens NH-2-400 | Siemens NH-2-400 | 400 | [4800.0, 120.0, 7.0, 0.1, 0.004] | 0 | 0 | [720.0, 1350.0, 2800.0, 6500.0, 15000.0] | 0 | 0
Siemens NH-2-425 | Siemens NH-2-425 | 425 | [4800.0, 120.0, 7.0, 0.1, 0.004] | 0 | 0 | [850.0, 1500.0, 3050.0, 7500.0, 16500.0] | 0 | 0
Siemens NH-2-630 | Siemens NH-2-630 | 630 | [4800.0, 120.0, 7.0, 0.1, 0.004] | 0 | 0 | [1200.0, 2000.0, 4800.0, 12000.0, 26000.0] | 0 | 0

## res_bus
| vm_pu | va_degree | p_mw | q_mvar
0 | 0.99756 | -0.023035 | 0.26087 | 0.12635
1 | 0.99757 | -0.023122 | 0 | 0
2 | 0.99723 | -0.025251 | 0.078585 | 0.03806
3 | 0.99774 | -0.024647 | 0 | 0
4 | 0.99712 | -0.026024 | 0.13275 | 0.064295
5 | 0.99703 | -0.025234 | 0.079152 | 0.038335
6 | 0.99803 | -0.027225 | 0 | 0
7 | 0.99815 | -0.028347 | 0.35288 | 0.17091
8 | 0.99774 | -0.024617 | 0.3386 | 0.16399
9 | 0.99774 | -0.024586 | 0 | 0
10 | 0.99774 | -0.024583 | 0.076125 | 0.036869
11 | 0.99817 | -0.028228 | 0 | 0
12 | 0.99825 | -0.027402 | 0.3031 | 0.1468
13 | 0.99825 | -0.027373 | 0 | 0
14 | 0.99829 | -0.027737 | 0 | 0
15 | 0.99825 | -0.027358 | 0 | 0
16 | 0.99819 | -0.026845 | 0 | 0
17 | 0.99831 | -0.027647 | 0 | 0
18 | 0.99817 | -0.028202 | 0 | 0
19 | 0.99811 | -0.028491 | 0.19288 | 0.093416
20 | 0.99811 | -0.028501 | 0 | 0
21 | 0.99824 | -0.027342 | 0.29313 | 0.14197
22 | 0.99817 | -0.026685 | 0.28677 | 0.13889
23 | 0.99816 | -0.031334 | 0.25811 | 0.12501
24 | 0.99822 | -0.028072 | 0.12742 | 0.061714
25 | 0.99813 | -0.031444 | 0 | 0
26 | 0.99831 | -0.027632 | 0.40869 | 0.19794
27 | 0.99817 | -0.02814 | 0.41114 | 0.19912
28 | 0.99696 | -0.031079 | 0 | 0
29 | 0.99695 | -0.031018 | 0.10626 | 0.051466
30 | 0.99697 | -0.031192 | 0 | 0
31 | 0.99832 | -0.02761 | 0 | 0
32 | 0.99809 | -0.028326 | 0 | 0
33 | 0.99656 | -0.021066 | 0 | 0
34 | 0.99637 | -0.019316 | 0.089203 | 0.043203
35 | 0.99662 | -0.021567 | 0 | 0
36 | 0.9963 | -0.018718 | 0 | 0
37 | 0.99685 | -0.023589 | 0 | 0
38 | 0.99662 | -0.021542 | 0.076564 | 0.037082
39 | 0.99613 | -0.017191 | 0 | 0
40 | 0.99613 | -0.017171 | 0 | 0
41 | 0.99613 | -0.017127 | 0.1351 | 0.065432
42 | 0.99591 | -0.015139 | 0 | 0
43 | 0.99573 | -0.013528 | 0 | 0
44 | 0.99591 | -0.015126 | 0.072297 | 0.035015
45 | 0.99896 | -0.0042897 | 0 | 0
46 | 0.99897 | -0.0044139 | 0 | 0
47 | 0.99896 | -0.004271 | 0.23755 | 0.11505
48 | 0.99878 | -0.0052375 | 0 | 0
49 | 0.99901 | -0.0042493 | 0.097507 | 0.047225
50 | 0.99567 | -0.012963 | 0.080603 | 0.039038
51 | 0.99808 | -0.02842 | 0.25625 | 0.12411
52 | 0.99545 | -0.013589 | 0 | 0
53 | 0.99544 | -0.013532 | 0 | 0
54 | 0.99545 | -0.01353 | 0.23998 | 0.11623
55 | 0.99308 | -0.0064731 | 0.40561 | 0.19644
56 | 0.99308 | -0.0064802 | 0 | 0
57 | 0.99332 | -0.0086167 | 0 | 0
58 | 0.99357 | -0.010636 | 0 | 0
59 | 0.99332 | -0.0086685 | 0.21853 | 0.10584
60 | 0.99357 | -0.010674 | 0.37116 | 0.17976
61 | 0.99636 | -0.021692 | 0 | 0
62 | 0.99641 | -0.022103 | 0 | 0
63 | 0.99634 | -0.021482 | 0.07246 | 0.035094
64 | 0.99389 | -0.0083593 | 0 | 0
65 | 0.99661 | -0.023974 | 0 | 0
66 | 0.99685 | -0.026091 | 0 | 0
67 | 0.99682 | -0.02583 | 0 | 0
68 | 0.9968 | -0.025672 | 0.39142 | 0.18957
69 | 0.99685 | -0.026071 | 0.25382 | 0.12293
70 | 0.99709 | -0.028241 | 0 | 0
71 | 0.99681 | -0.02575 | 0 | 0
72 | 0.99756 | -0.032414 | 0 | 0
73 | 0.99755 | -0.032311 | 0.088992 | 0.043101
74 | 0.99777 | -0.034344 | 0 | 0
75 | 0.99709 | -0.028235 | 0.22032 | 0.10671
76 | 0.9964 | -0.022072 | 0.37238 | 0.18035
77 | 0.99681 | -0.025738 | 0.27373 | 0.13257
78 | 0.99632 | -0.021296 | 0.38889 | 0.18835
79 | 0.99754 | -0.032299 | 0.12334 | 0.059738
80 | 0.99758 | -0.036472 | 0 | 0
81 | 0.99758 | -0.03644 | 0.085446 | 0.041383
82 | 0.99798 | -0.032123 | 0 | 0
83 | 0.99797 | -0.032089 | 0.1609 | 0.077925
84 | 0.99801 | -0.031978 | 0 | 0
85 | 0.99777 | -0.034327 | 0.11888 | 0.057576
86 | 0.99429 | -0.013038 | 0 | 0
87 | 0.99429 | -0.013017 | 0.098247 | 0.047583
88 | 0.99427 | -0.012834 | 0 | 0
89 | 0.99429 | -0.013 | 0 | 0
90 | 0.99437 | -0.012486 | 0.34104 | 0.16517
91 | 0.99427 | -0.012825 | 0.21691 | 0.10505
92 | 0.99428 | -0.012975 | 0.073716 | 0.035702
93 | 0.9944 | -0.012762 | 0 | 0
94 | 0.99521 | -0.019787 | 0 | 0
95 | 0.99836 | -0.027452 | 0.076903 | 0.037246
96 | 0.99839 | -0.027333 | 0 | 0
97 | 0.99828 | -0.027807 | 0 | 0
98 | 0.99878 | -0.0052075 | 0.35243 | 0.17069
99 | 0.99907 | -0.0040185 | 0 | 0
100 | 0.99551 | -0.014015 | 0 | 0
101 | 0.99546 | -0.01354 | 0 | 0
102 | 0.9954 | -0.01307 | 0.12211 | 0.059141
103 | 0.99527 | -0.013126 | 0.19096 | 0.092487
104 | 0.99528 | -0.013176 | 0 | 0
105 | 0.99544 | -0.013502 | 0.11759 | 0.056951
106 | 0.99549 | -0.013834 | 0 | 0
107 | 0.99546 | -0.013557 | 0 | 0
108 | 0.9955 | -0.013985 | 0.26383 | 0.12778
109 | 0.99613 | -0.017156 | 0.28522 | 0.13814
110 | 0.9961 | -0.017337 | 0 | 0
111 | 0.99802 | -0.031944 | 0.40357 | 0.19546
112 | 0.99802 | -0.031915 | 0 | 0
113 | 0.99813 | -0.031422 | 0 | 0
114 | 0.99813 | -0.0314 | 0.071938 | 0.034841
115 | 0.99538 | -0.018534 | 0.31569 | 0.15289
116 | 0.99546 | -0.018023 | 0.29249 | 0.14166
117 | 0.99547 | -0.01813 | 0 | 0
118 | 0.99389 | -0.0083397 | 0.35 | 0.16951
119 | 0.99632 | -0.021282 | 0.093169 | 0.045124
120 | 1 | 0 | -20.0776 | -9.4078
121 | 0.99999 | -4.974e-05 | 0 | 0
122 | 0.99965 | -0.0014997 | 0 | 0
123 | 0.9994 | -0.0042288 | 0 | 0
124 | 0.99925 | -0.003248 | 0 | 0
125 | 0.99964 | -0.0014394 | 0.24134 | 0.11689
126 | 0.99933 | -0.003681 | 0.12036 | 0.058293
127 | 0.99938 | -0.0040615 | 0.070073 | 0.033938
128 | 0.99939 | -0.0041425 | 0 | 0
129 | 0.99937 | -0.0040038 | 0.10763 | 0.05213
130 | 0.99938 | -0.0041102 | 0.18539 | 0.089791
131 | 0.99924 | -0.0032364 | 0.20875 | 0.1011
132 | 0.99538 | -0.012847 | 0.077927 | 0.037742
133 | 0.99792 | 0.0017984 | 0.32058 | 0.15526
134 | 0.99792 | 0.0017722 | 0 | 0
135 | 0.99778 | 0.0029999 | 0 | 0
136 | 0.99789 | 0.0019436 | 0 | 0
137 | 0.99803 | 0.00079085 | 0 | 0
138 | 0.99851 | 0.0036343 | 0 | 0
139 | 0.99849 | 0.003778 | 0 | 0
140 | 0.99885 | 0.00062145 | 0 | 0
141 | 0.99827 | 0.0019899 | 0.088618 | 0.04292
142 | 0.99849 | 0.0037974 | 0.094131 | 0.04559
143 | 0.99848 | 0.0038274 | 0.2853 | 0.13818
144 | 0.99899 | -0.00064044 | 0 | 0
145 | 0.99898 | -0.00062495 | 0.084269 | 0.040813
146 | 0.99894 | -0.0002232 | 0 | 0
147 | 0.99904 | -0.001065 | 0 | 0
148 | 0.99884 | 0.00072937 | 0.56789 | 0.27504
149 | 0.99891 | 3.7573e-05 | 0.28549 | 0.13827
150 | 0.99907 | -0.0013971 | 0.23947 | 0.11598
151 | 0.99824 | 0.0022551 | 0.36963 | 0.17902
152 | 0.99778 | 0.0030197 | 0.28756 | 0.13927
153 | 0.99777 | 0.0031587 | 0.075234 | 0.036437
154 | 0.99788 | 0.0020492 | 0.082429 | 0.039922
155 | 0.99849 | 0.003811 | 0.095034 | 0.046027
156 | 0.99891 | 4.5948e-05 | 0 | 0
157 | 0.9991 | -0.001646 | 0 | 0
158 | 0.99774 | 0.0034015 | 0.096272 | 0.046626
159 | 0.99787 | 0.0020957 | 0 | 0
160 | 0.99917 | -0.0022646 | 0 | 0
161 | 0.99522 | -0.01264 | 0.34925 | 0.16915
162 | 0.99522 | -0.01264 | 0.070421 | 0.034106
163 | 0.99523 | -0.012708 | 0 | 0
164 | 0.99536 | -0.012641 | 0.12194 | 0.05906
165 | 0.99887 | 0.00029895 | 0 | 0
166 | 0.99887 | 0.00034905 | 0 | 0
167 | 0.99887 | 0.00032695 | 0.070353 | 0.034074
168 | 0.99887 | 0.00038238 | 0.09004 | 0.043608
169 | 0.9958 | -0.020955 | 0.41496 | 0.20098
170 | 0.9958 | -0.020993 | 0 | 0
171 | 0.99584 | -0.021363 | 0 | 0
172 | 0.99586 | -0.021541 | 0.070463 | 0.034127
173 | 0.99547 | -0.018073 | 0 | 0
174 | 0.99547 | -0.018067 | 0.069951 | 0.033879
175 | 0.99598 | -0.022564 | 0 | 0
176 | 0.99607 | -0.017089 | 0 | 0
177 | 0.99605 | -0.016933 | 0.14336 | 0.069431
178 | 0.99605 | -0.016896 | 0 | 0
179 | 0.99601 | -0.016525 | 0.28096 | 0.13608
180 | 0.99601 | -0.016532 | 0 | 0
181 | 0.99697 | -0.031128 | 0.39631 | 0.19194
182 | 0.99697 | -0.031151 | 0 | 0
183 | 0.99696 | -0.031081 | 0.068973 | 0.033405
184 | 0.99758 | -0.036423 | 0.08458 | 0.040964
185 | 0.99774 | 0.0030203 | 0.12116 | 0.058682
186 | 0.99775 | 0.0029881 | 0 | 0
187 | 0.99776 | 0.0028482 | 0 | 0
188 | 0.99776 | 0.0028816 | 0.073774 | 0.03573
189 | 0.99937 | -0.0039404 | 0.078565 | 0.038051
190 | 0.99937 | -0.0039925 | 0.069554 | 0.033687
191 | 0.99773 | 0.0034681 | 0 | 0
192 | 0.99772 | 0.0035939 | 0.12048 | 0.05835
193 | 0.99771 | 0.0036349 | 0.10439 | 0.050557
194 | 0.99771 | 0.0036569 | 0.12011 | 0.058171
195 | 0.99936 | -0.0038516 | 0.13198 | 0.063922
196 | 0.99936 | -0.0039267 | 0.083091 | 0.040243
197 | 0.99935 | -0.0037881 | 0.13169 | 0.063781
198 | 0.99934 | -0.0037531 | 0.093575 | 0.04532
199 | 0.99934 | -0.0037362 | 0.090837 | 0.043994
200 | 0.99936 | -0.0038978 | 0.079985 | 0.038739
201 | 0.99936 | -0.0038638 | 0.077521 | 0.037545
202 | 0.99935 | -0.00384 | 0.068844 | 0.033343
203 | 0.99935 | -0.0038155 | 0.14526 | 0.070352
204 | 0.99997 | 149.9981 | 0 | 0

## res_line
| p_from_mw | q_from_mvar | p_to_mw | q_to_mvar | pl_mw | ql_mvar | i_from_ka | i_to_ka | i_ka | vm_from_pu | va_from_degree | vm_to_pu | va_to_degree | loading_percent
0 | -3.2741 | -1.556 | 3.2742 | 1.5559 | 3.4215e-05 | -4.5188e-05 | 0.1049 | 0.1049 | 0.1049 | 0.99756 | -0.023035 | 0.99757 | -0.023122 | 47.6827
1 | 3.0133 | 1.4296 | -3.0123 | -1.4291 | 0.00093944 | 0.00052121 | 0.096514 | 0.096515 | 0.096515 | 0.99756 | -0.023035 | 0.99723 | -0.025251 | 45.9596
2 | -3.2742 | -1.5559 | 3.2748 | 1.5551 | 0.00059874 | -0.00079106 | 0.1049 | 0.10489 | 0.1049 | 0.99757 | -0.023122 | 0.99774 | -0.024647 | 47.6824
3 | 2.9337 | 1.391 | -2.9334 | -1.3909 | 0.00031842 | 0.00017543 | 0.093988 | 0.093988 | 0.093988 | 0.99723 | -0.025251 | 0.99712 | -0.026024 | 44.7561
4 | 0.3386 | 0.16382 | -0.3386 | -0.16399 | 1.1812e-06 | -0.00017718 | 0.010883 | 0.010885 | 0.010885 | 0.99774 | -0.024647 | 0.99774 | -0.024617 | 4.9479
5 | 0.076126 | 0.035101 | -0.076125 | -0.036808 | 5.6893e-07 | -0.001707 | 0.0024254 | 0.0024465 | 0.0024465 | 0.99774 | -0.024647 | 0.99774 | -0.024586 | 1.112
6 | -3.6895 | -1.754 | 3.6906 | 1.7529 | 0.0011397 | -0.001115 | 0.1182 | 0.11818 | 0.1182 | 0.99774 | -0.024647 | 0.99803 | -0.027225 | 53.726
7 | 2.8007 | 1.3266 | -2.8004 | -1.3271 | 0.00026686 | -0.00051027 | 0.089718 | 0.089725 | 0.089725 | 0.99712 | -0.026024 | 0.99703 | -0.025234 | 40.7841
8 | 2.7213 | 1.2887 | -2.7207 | -1.2898 | 0.00053976 | -0.0011021 | 0.087179 | 0.087194 | 0.087194 | 0.99703 | -0.025234 | 0.99685 | -0.023589 | 39.6338
9 | -3.6906 | -1.7529 | 3.6911 | 1.7524 | 0.00049706 | -0.00048669 | 0.11818 | 0.11817 | 0.11818 | 0.99803 | -0.027225 | 0.99815 | -0.028347 | 53.7178
10 | -4.044 | -1.9233 | 4.0441 | 1.9232 | 4.117e-05 | -0.00014378 | 0.12951 | 0.12951 | 0.12951 | 0.99815 | -0.028347 | 0.99817 | -0.028228 | 35.7764
11 | 0.076125 | 0.036808 | -0.076125 | -0.036869 | 2.0759e-08 | -6.168e-05 | 0.0024465 | 0.0024473 | 0.0024473 | 0.99774 | -0.024586 | 0.99774 | -0.024583 | 1.1124
12 | -4.0441 | -1.9232 | 4.0441 | 1.922 | 2.5201e-05 | -0.0012036 | 0.12951 | 0.12949 | 0.12951 | 0.99817 | -0.028228 | 0.99817 | -0.028202 | 10.1496
13 | 0.57993 | 0.27557 | -0.57993 | -0.27567 | 2.0284e-06 | -0.00010425 | 0.018567 | 0.018569 | 0.018569 | 0.99825 | -0.027402 | 0.99825 | -0.027373 | 8.4403
14 | -0.88303 | -0.42236 | 0.88306 | 0.4216 | 3.4957e-05 | -0.00076749 | 0.028306 | 0.028296 | 0.028306 | 0.99825 | -0.027402 | 0.99829 | -0.027737 | 12.8664
15 | 0.29313 | 0.14176 | -0.29313 | -0.14186 | 5.119e-07 | -0.00010273 | 0.0094161 | 0.0094174 | 0.0094174 | 0.99825 | -0.027373 | 0.99825 | -0.027358 | 4.2806
16 | 0.28679 | 0.13391 | -0.28678 | -0.13777 | 1.8271e-05 | -0.003861 | 0.0091531 | 0.0092009 | 0.0092009 | 0.99825 | -0.027373 | 0.99819 | -0.026845 | 4.1822
17 | -5.788 | -2.7407 | 5.7881 | 2.7379 | 0.00012301 | -0.0028388 | 0.18519 | 0.18515 | 0.18519 | 0.99829 | -0.027737 | 0.99831 | -0.027647 | 14.5131
18 | 4.905 | 2.3191 | -4.9044 | -2.3369 | 0.00055185 | -0.017834 | 0.15689 | 0.15712 | 0.15712 | 0.99829 | -0.027737 | 0.99817 | -0.028202 | 12.3132
19 | 0.29313 | 0.14186 | -0.29313 | -0.14197 | 5.3133e-07 | -0.0001066 | 0.0094174 | 0.0094188 | 0.0094188 | 0.99825 | -0.027358 | 0.99824 | -0.027342 | 4.2813
20 | 0.28678 | 0.13777 | -0.28677 | -0.13889 | 5.3271e-06 | -0.001118 | 0.0092009 | 0.009215 | 0.009215 | 0.99819 | -0.026845 | 0.99817 | -0.026685 | 4.1886
21 | -5.7881 | -2.7379 | 5.7882 | 2.7374 | 2.0878e-05 | -0.00048194 | 0.18515 | 0.18515 | 0.18515 | 0.99831 | -0.027647 | 0.99831 | -0.027632 | 14.5103
22 | 0.86031 | 0.41494 | -0.8603 | -0.41508 | 6.1572e-06 | -0.00014195 | 0.027623 | 0.027625 | 0.027625 | 0.99817 | -0.028202 | 0.99817 | -0.02814 | 12.5568
23 | -0.19288 | -0.093416 | 0.19288 | 0.093313 | 2.218e-07 | -0.00010281 | 0.0061983 | 0.006197 | 0.0061983 | 0.99811 | -0.028491 | 0.99811 | -0.028501 | 2.8174
24 | 0.25626 | 0.12271 | -0.25626 | -0.12408 | 5.2126e-06 | -0.0013709 | 0.0082176 | 0.0082348 | 0.0082348 | 0.99811 | -0.028501 | 0.99809 | -0.028326 | 3.7431
25 | -0.44914 | -0.21602 | 0.44917 | 0.21596 | 2.39e-05 | -6.1819e-05 | 0.014415 | 0.014414 | 0.014415 | 0.99811 | -0.028501 | 0.99817 | -0.02814 | 6.8641
26 | -7.2892 | -3.4115 | 7.2895 | 3.4121 | 0.00022783 | 0.00054775 | 0.23276 | 0.23276 | 0.23276 | 0.99816 | -0.031334 | 0.99822 | -0.028072 | 18.0431
27 | 7.0311 | 3.2865 | -7.031 | -3.2892 | 0.000172 | -0.0026692 | 0.22446 | 0.2245 | 0.2245 | 0.99816 | -0.031334 | 0.99813 | -0.031444 | 17.5938
28 | -7.4169 | -3.4738 | 7.4173 | 3.4677 | 0.00043852 | -0.006091 | 0.23685 | 0.23677 | 0.23685 | 0.99822 | -0.028072 | 0.99828 | -0.027807 | 18.5619
29 | 0.071939 | 0.033563 | -0.071939 | -0.03421 | 1.9219e-07 | -0.00064738 | 0.0022959 | 0.0023039 | 0.0023039 | 0.99813 | -0.031444 | 0.99813 | -0.031422 | 1.0472
30 | 6.959 | 3.2556 | -6.9583 | -3.2673 | 0.00073899 | -0.011703 | 0.2222 | 0.22235 | 0.22235 | 0.99813 | -0.031444 | 0.99802 | -0.031915 | 17.4255
31 | -6.1969 | -2.9353 | 6.1969 | 2.9347 | 3.2263e-05 | -0.00064711 | 0.19828 | 0.19827 | 0.19828 | 0.99831 | -0.027632 | 0.99832 | -0.02761 | 15.5389
32 | 0.10626 | 0.050307 | -0.10626 | -0.051466 | 7.5877e-07 | -0.0011587 | 0.0034043 | 0.0034188 | 0.0034188 | 0.99696 | -0.031079 | 0.99695 | -0.031018 | 1.554
33 | -0.10626 | -0.050307 | 0.10627 | 0.047918 | 1.5446e-06 | -0.0023892 | 0.0034043 | 0.0033753 | 0.0034043 | 0.99696 | -0.031079 | 0.99697 | -0.031192 | 1.5474
34 | 0.068974 | 0.029674 | -0.068973 | -0.031203 | 4.0993e-07 | -0.0015291 | 0.0021741 | 0.002192 | 0.002192 | 0.99697 | -0.031192 | 0.99697 | -0.031151 | 0.99637
35 | 3.2475 | 1.5203 | -3.2441 | -1.525 | 0.0034577 | -0.0046667 | 0.10383 | 0.1039 | 0.1039 | 0.99697 | -0.031192 | 0.99598 | -0.022564 | 47.2261
36 | -3.8191 | -1.7895 | 3.8216 | 1.7873 | 0.0025027 | -0.0022436 | 0.12212 | 0.12208 | 0.12212 | 0.99697 | -0.031192 | 0.99758 | -0.036472 | 55.5094
37 | 0.39631 | 0.19162 | -0.39631 | -0.19194 | 2.9455e-06 | -0.00032131 | 0.012746 | 0.01275 | 0.01275 | 0.99697 | -0.031192 | 0.99697 | -0.031128 | 5.7956
38 | -6.1969 | -2.9347 | 6.1971 | 2.93 | 0.00023253 | -0.0046657 | 0.19827 | 0.19821 | 0.19827 | 0.99832 | -0.02761 | 0.99836 | -0.027452 | 15.5382
39 | 0.25626 | 0.12408 | -0.25625 | -0.12411 | 3.6632e-06 | -3.3761e-05 | 0.0082348 | 0.0082352 | 0.0082352 | 0.99809 | -0.028326 | 0.99808 | -0.02842 | 3.9215
40 | 2.6433 | 1.2551 | -2.6428 | -1.2563 | 0.0005544 | -0.0012056 | 0.084763 | 0.08478 | 0.08478 | 0.99656 | -0.021066 | 0.99637 | -0.019316 | 38.5362
41 | -2.6433 | -1.2551 | 2.6435 | 1.2548 | 0.00015898 | -0.00034591 | 0.084763 | 0.084758 | 0.084763 | 0.99656 | -0.021066 | 0.99662 | -0.021567 | 38.5285
42 | 2.5536 | 1.2131 | -2.5534 | -1.2135 | 0.00018291 | -0.00042974 | 0.081908 | 0.081914 | 0.081914 | 0.99637 | -0.019316 | 0.9963 | -0.018718 | 37.2337
43 | -2.7201 | -1.2912 | 2.7207 | 1.2898 | 0.00066171 | -0.0013498 | 0.087214 | 0.087194 | 0.087214 | 0.99662 | -0.021567 | 0.99685 | -0.023589 | 39.6425
44 | 0.076564 | 0.036417 | -0.076564 | -0.037082 | 2.2646e-07 | -0.00066471 | 0.0024558 | 0.0024641 | 0.0024641 | 0.99662 | -0.021567 | 0.99662 | -0.021542 | 1.1201
45 | 2.5534 | 1.2135 | -2.5529 | -1.2146 | 0.00046647 | -0.0010953 | 0.081914 | 0.08193 | 0.08193 | 0.9963 | -0.018718 | 0.99613 | -0.017191 | 37.2407
46 | 0.28522 | 0.13789 | -0.28522 | -0.13803 | 6.4113e-07 | -0.00013478 | 0.0091808 | 0.0091825 | 0.0091825 | 0.99613 | -0.017191 | 0.99613 | -0.017171 | 4.1739
47 | 0.55947 | 0.26577 | -0.55947 | -0.26601 | 4.3112e-06 | -0.00023615 | 0.01795 | 0.017953 | 0.017953 | 0.99613 | -0.017191 | 0.99613 | -0.017127 | 8.1603
48 | 1.7082 | 0.81097 | -1.7078 | -0.81333 | 0.00041927 | -0.0023515 | 0.054799 | 0.05483 | 0.05483 | 0.99613 | -0.017191 | 0.99591 | -0.015139 | 24.9228
49 | 0.28522 | 0.13803 | -0.28522 | -0.13814 | 5.1326e-07 | -0.00010786 | 0.0091825 | 0.0091839 | 0.0091839 | 0.99613 | -0.017171 | 0.99613 | -0.017156 | 4.1745
50 | 0.42437 | 0.20058 | -0.42435 | -0.20062 | 1.2389e-05 | -3.6754e-05 | 0.013603 | 0.013603 | 0.013603 | 0.99613 | -0.017127 | 0.9961 | -0.017337 | 6.4777
51 | 1.6355 | 0.77869 | -1.6352 | -0.78061 | 0.00031334 | -0.0019218 | 0.052506 | 0.052531 | 0.052531 | 0.99591 | -0.015139 | 0.99573 | -0.013528 | 23.8779
52 | 0.072297 | 0.034641 | -0.072297 | -0.035015 | 1.141e-07 | -0.00037403 | 0.0023238 | 0.0023285 | 0.0023285 | 0.99591 | -0.015139 | 0.99591 | -0.015126 | 1.0584
53 | 1.6352 | 0.78061 | -1.6351 | -0.78128 | 0.00010943 | -0.00067058 | 0.052531 | 0.05254 | 0.05254 | 0.99573 | -0.013528 | 0.99567 | -0.012963 | 23.8819
54 | -0.23755 | -0.11489 | 0.23756 | 0.11384 | 3.4306e-06 | -0.0010538 | 0.0076254 | 0.0076122 | 0.0076254 | 0.99896 | -0.0042897 | 0.99897 | -0.0044139 | 3.4661
55 | 0.23755 | 0.11489 | -0.23755 | -0.11505 | 5.116e-07 | -0.00015684 | 0.0076254 | 0.0076274 | 0.0076274 | 0.99896 | -0.0042897 | 0.99896 | -0.004271 | 3.467
56 | 14.0503 | 6.5896 | -14.0476 | -6.5988 | 0.0026292 | -0.0091259 | 0.44845 | 0.44858 | 0.44858 | 0.99897 | -0.0044139 | 0.99878 | -0.0052375 | 35.1552
57 | -14.2878 | -6.7035 | 14.2883 | 6.7017 | 0.00053249 | -0.0017784 | 0.45606 | 0.45604 | 0.45606 | 0.99897 | -0.0044139 | 0.99901 | -0.0042493 | 35.7415
58 | 0.35243 | 0.17052 | -0.35243 | -0.17069 | 1.2148e-06 | -0.00016886 | 0.011316 | 0.011318 | 0.011318 | 0.99878 | -0.0052375 | 0.99878 | -0.0052075 | 5.1446
59 | 13.6952 | 6.4282 | -13.6923 | -6.4207 | 0.0029024 | 0.0075703 | 0.43726 | 0.43727 | 0.43727 | 0.99878 | -0.0052375 | 0.99839 | -0.027333 | 33.8967
60 | -14.3859 | -6.7489 | 14.3866 | 6.7465 | 0.00075171 | -0.0024713 | 0.45917 | 0.45913 | 0.45917 | 0.99901 | -0.0042493 | 0.99907 | -0.0040185 | 35.9848
61 | 1.5545 | 0.74224 | -1.5543 | -0.74216 | 0.00023546 | 8.4793e-05 | 0.049944 | 0.049944 | 0.049944 | 0.99567 | -0.012963 | 0.99551 | -0.014015 | 23.7831
62 | 0.11759 | 0.055447 | -0.11759 | -0.056436 | 7.9598e-07 | -0.00098898 | 0.0037701 | 0.0037824 | 0.0037824 | 0.99545 | -0.013589 | 0.99544 | -0.013532 | 1.7193
63 | -0.11759 | -0.055447 | 0.11759 | 0.055402 | 9.6085e-07 | -4.4288e-05 | 0.0037701 | 0.0037696 | 0.0037701 | 0.99545 | -0.013589 | 0.99545 | -0.01353 | 1.7953
64 | 0.11759 | 0.056436 | -0.11759 | -0.056951 | 4.1641e-07 | -0.00051479 | 0.0037824 | 0.0037889 | 0.0037889 | 0.99544 | -0.013532 | 0.99544 | -0.013502 | 1.7222
65 | -0.35757 | -0.17163 | 0.35757 | 0.17148 | 1.128e-06 | -0.0001508 | 0.011502 | 0.0115 | 0.011502 | 0.99545 | -0.01353 | 0.99546 | -0.013557 | 5.2281
66 | -0.40561 | -0.19644 | 0.40561 | 0.19641 | 3.2967e-07 | -3.3786e-05 | 0.013101 | 0.0131 | 0.013101 | 0.99308 | -0.0064731 | 0.99308 | -0.0064802 | 5.9548
67 | -0.40561 | -0.19641 | 0.40571 | 0.18541 | 0.0001062 | -0.011002 | 0.0131 | 0.012964 | 0.0131 | 0.99308 | -0.0064802 | 0.99332 | -0.0086167 | 5.9546
68 | -0.62425 | -0.29123 | 0.62441 | 0.28409 | 0.0001625 | -0.0071407 | 0.020019 | 0.019931 | 0.020019 | 0.99332 | -0.0086167 | 0.99357 | -0.010636 | 9.0994
69 | 0.21853 | 0.10582 | -0.21853 | -0.10584 | 1.7162e-06 | -2.1711e-05 | 0.0070563 | 0.0070566 | 0.0070566 | 0.99332 | -0.0086167 | 0.99332 | -0.0086685 | 3.3603
70 | -0.62441 | -0.28409 | 0.62441 | 0.28395 | 3.1574e-06 | -0.0001394 | 0.019931 | 0.01993 | 0.019931 | 0.99357 | -0.010636 | 0.99357 | -0.010674 | 9.0597
71 | -0.99557 | -0.46371 | 0.99587 | 0.4637 | 0.0003046 | -7.1629e-06 | 0.031909 | 0.031907 | 0.031909 | 0.99357 | -0.010674 | 0.99389 | -0.0083593 | 15.1949
72 | -0.55454 | -0.26676 | 0.55457 | 0.26527 | 2.6756e-05 | -0.0014882 | 0.017829 | 0.01781 | 0.017829 | 0.99636 | -0.021692 | 0.99641 | -0.022103 | 8.1041
73 | 0.55454 | 0.26676 | -0.55453 | -0.26751 | 1.3498e-05 | -0.00074952 | 0.017829 | 0.017838 | 0.017838 | 0.99636 | -0.021692 | 0.99634 | -0.021482 | 8.1084
74 | 0.37238 | 0.18018 | -0.37238 | -0.18035 | 1.3543e-06 | -0.00016698 | 0.011985 | 0.011987 | 0.011987 | 0.99641 | -0.022103 | 0.9964 | -0.022072 | 5.4487
75 | -0.92695 | -0.44545 | 0.92715 | 0.44141 | 0.00020474 | -0.0040422 | 0.029795 | 0.029744 | 0.029795 | 0.99641 | -0.022103 | 0.99661 | -0.023974 | 13.5433
76 | 0.48207 | 0.23241 | -0.48206 | -0.23318 | 1.0378e-05 | -0.00076279 | 0.015506 | 0.015515 | 0.015515 | 0.99634 | -0.021482 | 0.99632 | -0.021296 | 7.0525
77 | 0.35 | 0.16941 | -0.35 | -0.16951 | 7.8918e-07 | -0.00010906 | 0.011294 | 0.011295 | 0.011295 | 0.99389 | -0.0083593 | 0.99389 | -0.0083397 | 5.1343
78 | -1.3459 | -0.6331 | 1.3466 | 0.62633 | 0.00073674 | -0.0067734 | 0.0432 | 0.043114 | 0.0432 | 0.99389 | -0.0083593 | 0.9944 | -0.012762 | 19.6363
79 | -0.92715 | -0.44141 | 0.92739 | 0.43671 | 0.00023708 | -0.0047007 | 0.029744 | 0.029685 | 0.029744 | 0.99661 | -0.023974 | 0.99685 | -0.026091 | 13.52
80 | 0.25383 | 0.12278 | -0.25382 | -0.12293 | 5.7333e-07 | -0.00015262 | 0.0081653 | 0.0081672 | 0.0081672 | 0.99685 | -0.026091 | 0.99685 | -0.026071 | 3.7124
81 | -1.8464 | -0.8769 | 1.8469 | 0.87461 | 0.00047799 | -0.0022845 | 0.059193 | 0.059163 | 0.059193 | 0.99685 | -0.026091 | 0.99709 | -0.028241 | 26.9059
82 | 0.27374 | 0.12997 | -0.27373 | -0.13249 | 1.0958e-05 | -0.0025166 | 0.0087753 | 0.0088069 | 0.0088069 | 0.99685 | -0.026091 | 0.99681 | -0.02575 | 4.0031
83 | 0.39144 | 0.18744 | -0.39143 | -0.18877 | 1.1914e-05 | -0.0013352 | 0.012568 | 0.012585 | 0.012585 | 0.99685 | -0.026091 | 0.99682 | -0.02583 | 5.7204
84 | 0.39143 | 0.18877 | -0.39142 | -0.18957 | 7.1384e-06 | -0.00079819 | 0.012585 | 0.012595 | 0.012595 | 0.99682 | -0.02583 | 0.9968 | -0.025672 | 5.725
85 | 0.22032 | 0.10665 | -0.22032 | -0.10671 | 1.5235e-07 | -5.3886e-05 | 0.0070868 | 0.0070875 | 0.0070875 | 0.99709 | -0.028241 | 0.99709 | -0.028235 | 3.2216
86 | -2.0672 | -0.98127 | 2.0682 | 0.97735 | 0.0010415 | -0.0039159 | 0.06625 | 0.066197 | 0.06625 | 0.99709 | -0.028241 | 0.99756 | -0.032414 | 30.1134
87 | 0.27373 | 0.13249 | -0.27373 | -0.13257 | 3.817e-07 | -8.7334e-05 | 0.0088069 | 0.008808 | 0.008808 | 0.99681 | -0.02575 | 0.99681 | -0.025738 | 4.0036
88 | 0.21234 | 0.10167 | -0.21234 | -0.10265 | 2.5471e-06 | -0.00097418 | 0.0068128 | 0.006825 | 0.006825 | 0.99756 | -0.032414 | 0.99755 | -0.032311 | 3.1023
89 | -2.2806 | -1.079 | 2.2811 | 1.0774 | 0.00053393 | -0.0016252 | 0.07301 | 0.072988 | 0.07301 | 0.99756 | -0.032414 | 0.99777 | -0.034344 | 33.1863
90 | 0.12334 | 0.059545 | -0.12334 | -0.059738 | 1.7078e-07 | -0.0001933 | 0.0039636 | 0.003966 | 0.003966 | 0.99755 | -0.032311 | 0.99754 | -0.032299 | 1.8027
91 | 0.11888 | 0.057284 | -0.11888 | -0.057576 | 2.3933e-07 | -0.000292 | 0.0038179 | 0.0038216 | 0.0038216 | 0.99777 | -0.034344 | 0.99777 | -0.034327 | 1.7371
92 | 3.9923 | 1.8663 | -3.9916 | -1.8689 | 0.00069821 | -0.002528 | 0.1275 | 0.12754 | 0.12754 | 0.99777 | -0.034344 | 0.99758 | -0.036472 | 35.2323
93 | -6.3923 | -3.001 | 6.3935 | 2.9999 | 0.0011748 | -0.0011371 | 0.20431 | 0.20428 | 0.20431 | 0.99777 | -0.034344 | 0.99798 | -0.032123 | 56.4389
94 | 0.093169 | 0.044828 | -0.093169 | -0.045124 | 1.4989e-07 | -0.00029611 | 0.0029957 | 0.0029994 | 0.0029994 | 0.99632 | -0.021296 | 0.99632 | -0.021282 | 1.3634
95 | 0.17003 | 0.081576 | -0.17003 | -0.081965 | 6.5212e-07 | -0.0003892 | 0.0054571 | 0.005462 | 0.005462 | 0.99758 | -0.036472 | 0.99758 | -0.03644 | 2.4827
96 | 0.08458 | 0.040582 | -0.08458 | -0.040964 | 1.5836e-07 | -0.00038174 | 0.0027147 | 0.0027195 | 0.0027195 | 0.99758 | -0.03644 | 0.99758 | -0.036423 | 1.2361
97 | 0.1609 | 0.077495 | -0.1609 | -0.077925 | 6.4492e-07 | -0.00042984 | 0.0051658 | 0.0051712 | 0.0051712 | 0.99798 | -0.032123 | 0.99797 | -0.032089 | 2.3505
98 | -6.5544 | -3.0774 | 6.5546 | 3.0735 | 0.0002165 | -0.0038769 | 0.20945 | 0.2094 | 0.20945 | 0.99798 | -0.032123 | 0.99801 | -0.031978 | 16.4146
99 | -6.5546 | -3.0735 | 6.5547 | 3.0726 | 4.956e-05 | -0.0008878 | 0.2094 | 0.20939 | 0.2094 | 0.99801 | -0.031978 | 0.99802 | -0.031944 | 16.4107
100 | 0.098247 | 0.04717 | -0.098247 | -0.047583 | 2.343e-07 | -0.00041302 | 0.0031642 | 0.0031694 | 0.0031694 | 0.99429 | -0.013038 | 0.99429 | -0.013017 | 1.4406
101 | 0.21691 | 0.10309 | -0.21691 | -0.10497 | 5.2012e-06 | -0.0018836 | 0.0069727 | 0.0069963 | 0.0069963 | 0.99429 | -0.013038 | 0.99427 | -0.012834 | 3.1801
102 | 0.073717 | 0.033928 | -0.073717 | -0.035023 | 3.4583e-07 | -0.0010952 | 0.002356 | 0.0023695 | 0.0023695 | 0.99429 | -0.013038 | 0.99429 | -0.013 | 1.0771
103 | -0.38887 | -0.18418 | 0.3889 | 0.18408 | 2.9996e-05 | -0.00010855 | 0.012493 | 0.012491 | 0.012493 | 0.99429 | -0.013038 | 0.99437 | -0.012486 | 5.9489
104 | 0.21691 | 0.10497 | -0.21691 | -0.10505 | 2.2691e-07 | -8.1883e-05 | 0.0069963 | 0.0069974 | 0.0069974 | 0.99427 | -0.012834 | 0.99427 | -0.012825 | 3.1806
105 | 0.073717 | 0.035023 | -0.073716 | -0.035702 | 2.1647e-07 | -0.00067918 | 0.0023695 | 0.002378 | 0.002378 | 0.99429 | -0.013 | 0.99428 | -0.012975 | 1.0809
106 | -0.72994 | -0.34925 | 0.72997 | 0.34849 | 2.381e-05 | -0.00075625 | 0.023492 | 0.023482 | 0.023492 | 0.99437 | -0.012486 | 0.9944 | -0.012762 | 10.678
107 | -2.0766 | -0.97482 | 2.0784 | 0.96811 | 0.0018155 | -0.0067168 | 0.066595 | 0.066506 | 0.066595 | 0.9944 | -0.012762 | 0.99521 | -0.019787 | 30.2705
108 | -2.0784 | -0.96811 | 2.0789 | 0.96834 | 0.00048517 | 0.00023108 | 0.066506 | 0.066505 | 0.066506 | 0.99521 | -0.019787 | 0.99546 | -0.018023 | 31.6695
109 | -6.274 | -2.9672 | 6.2742 | 2.9638 | 0.00017759 | -0.0034759 | 0.20068 | 0.20063 | 0.20068 | 0.99836 | -0.027452 | 0.99839 | -0.027333 | 15.7272
110 | 7.4181 | 3.4569 | -7.4173 | -3.4677 | 0.00077674 | -0.010801 | 0.23663 | 0.23677 | 0.23677 | 0.99839 | -0.027333 | 0.99828 | -0.027807 | 18.5558
111 | -14.3866 | -6.7465 | 14.3891 | 6.7382 | 0.0024974 | -0.0082159 | 0.45913 | 0.45901 | 0.45913 | 0.99907 | -0.0040185 | 0.99925 | -0.003248 | 35.9821
112 | 0.93284 | 0.44545 | -0.93278 | -0.44646 | 5.2374e-05 | -0.0010171 | 0.029976 | 0.029989 | 0.029989 | 0.99551 | -0.014015 | 0.99546 | -0.01354 | 13.6313
113 | 0.62142 | 0.29671 | -0.62142 | -0.29681 | 2.2418e-06 | -9.8976e-05 | 0.019969 | 0.01997 | 0.01997 | 0.99551 | -0.014015 | 0.9955 | -0.013985 | 9.0772
114 | 0.93278 | 0.44646 | -0.93273 | -0.44746 | 5.1509e-05 | -0.00099929 | 0.029989 | 0.030002 | 0.030002 | 0.99546 | -0.01354 | 0.9954 | -0.01307 | 13.6371
115 | 0.81062 | 0.38832 | -0.8106 | -0.38887 | 2.1234e-05 | -0.00054733 | 0.026067 | 0.026074 | 0.026074 | 0.9954 | -0.01307 | 0.99538 | -0.012847 | 11.8517
116 | -0.19096 | -0.092487 | 0.19096 | 0.091971 | 1.1038e-06 | -0.00051654 | 0.0061542 | 0.0061477 | 0.0061542 | 0.99527 | -0.013126 | 0.99528 | -0.013176 | 2.7974
117 | -0.61066 | -0.29268 | 0.61071 | 0.29263 | 4.7597e-05 | -5.2088e-05 | 0.019641 | 0.01964 | 0.019641 | 0.99528 | -0.013176 | 0.99536 | -0.012641 | 9.3529
118 | 0.4197 | 0.20071 | -0.41968 | -0.20292 | 2.2895e-05 | -0.0022162 | 0.013494 | 0.013521 | 0.013521 | 0.99528 | -0.013176 | 0.99523 | -0.012708 | 6.1461
119 | 0.35758 | 0.1699 | -0.35757 | -0.17148 | 1.1775e-05 | -0.0015773 | 0.01148 | 0.0115 | 0.0115 | 0.99549 | -0.013834 | 0.99546 | -0.013557 | 5.2273
120 | -0.35758 | -0.1699 | 0.35759 | 0.16903 | 6.493e-06 | -0.00087208 | 0.01148 | 0.011469 | 0.01148 | 0.99549 | -0.013834 | 0.9955 | -0.013985 | 5.2183
121 | 0.42435 | 0.20062 | -0.42434 | -0.20182 | 1.265e-05 | -0.001208 | 0.013603 | 0.013618 | 0.013618 | 0.9961 | -0.017337 | 0.99607 | -0.017089 | 6.1901
122 | -6.9582 | -3.2681 | 6.9583 | 3.2673 | 4.6207e-05 | -0.00073111 | 0.22236 | 0.22235 | 0.22236 | 0.99802 | -0.031944 | 0.99802 | -0.031915 | 17.4262
123 | 0.071939 | 0.03421 | -0.071938 | -0.034841 | 1.8859e-07 | -0.00063088 | 0.0023039 | 0.0023117 | 0.0023117 | 0.99813 | -0.031422 | 0.99813 | -0.0314 | 1.0508
124 | -0.31569 | -0.15289 | 0.31571 | 0.15275 | 2.4442e-05 | -0.00014153 | 0.010173 | 0.010171 | 0.010173 | 0.99538 | -0.018534 | 0.99546 | -0.018023 | 4.8441
125 | -2.6871 | -1.2627 | 2.6871 | 1.2627 | 3.5319e-05 | -7.3966e-05 | 0.086098 | 0.086097 | 0.086098 | 0.99546 | -0.018023 | 0.99547 | -0.01813 | 39.1356
126 | 0.069951 | 0.031976 | -0.069951 | -0.033691 | 4.858e-07 | -0.0017145 | 0.0022304 | 0.0022515 | 0.0022515 | 0.99547 | -0.01813 | 0.99547 | -0.018073 | 1.0234
127 | -2.7571 | -1.2946 | 2.7582 | 1.2925 | 0.0011011 | -0.0021765 | 0.088328 | 0.088297 | 0.088328 | 0.99547 | -0.01813 | 0.99584 | -0.021363 | 40.1489
128 | 20.0636 | 9.3973 | -20.0633 | -9.3976 | 0.00022423 | -0.00031959 | 0.63957 | 0.63957 | 0.63957 | 1 | 0 | 0.99999 | -4.974e-05 | 50.1233
129 | 20.0633 | 9.3976 | -20.0568 | -9.407 | 0.0065588 | -0.0093402 | 0.63957 | 0.63973 | 0.63973 | 0.99999 | -4.974e-05 | 0.99965 | -0.0014997 | 50.1358
130 | 5.2119 | 2.4695 | -5.2107 | -2.4717 | 0.0012034 | -0.0022034 | 0.16655 | 0.16659 | 0.16659 | 0.99965 | -0.0014997 | 0.9994 | -0.0042288 | 46.018
131 | 14.6035 | 6.8211 | -14.5979 | -6.8392 | 0.0056974 | -0.018146 | 0.46545 | 0.46571 | 0.46571 | 0.99965 | -0.0014997 | 0.99925 | -0.003248 | 36.4978
132 | 0.24134 | 0.11639 | -0.24134 | -0.11689 | 1.6781e-06 | -0.00050003 | 0.0077376 | 0.0077439 | 0.0077439 | 0.99965 | -0.0014997 | 0.99964 | -0.0014394 | 3.5199
133 | 3.7966 | 1.7917 | -3.7964 | -1.792 | 0.00025311 | -0.00023236 | 0.12126 | 0.12127 | 0.12127 | 0.9994 | -0.0042288 | 0.99933 | -0.003681 | 55.1217
134 | 0.67083 | 0.3224 | -0.67082 | -0.3229 | 1.3081e-05 | -0.00050154 | 0.021499 | 0.021505 | 0.021505 | 0.9994 | -0.0042288 | 0.99938 | -0.0040615 | 9.775
135 | 0.74323 | 0.35756 | -0.74322 | -0.35779 | 7.4713e-06 | -0.00023291 | 0.023823 | 0.023826 | 0.023826 | 0.9994 | -0.0042288 | 0.99939 | -0.0041425 | 10.8301
136 | 0.20875 | 0.10099 | -0.20875 | -0.1011 | 2.7741e-07 | -0.00011027 | 0.0066992 | 0.0067006 | 0.0067006 | 0.99925 | -0.003248 | 0.99924 | -0.0032364 | 3.0457
137 | 3.676 | 1.7337 | -3.6754 | -1.7343 | 0.0006344 | -0.00063366 | 0.1174 | 0.11742 | 0.11742 | 0.99933 | -0.003681 | 0.99917 | -0.0022646 | 53.3705
138 | 0.60075 | 0.28897 | -0.60074 | -0.2892 | 4.8254e-06 | -0.00023099 | 0.019256 | 0.019259 | 0.019259 | 0.99938 | -0.0040615 | 0.99937 | -0.0039925 | 8.754
139 | 0.55782 | 0.26835 | -0.55782 | -0.26885 | 8.9917e-06 | -0.00049953 | 0.01788 | 0.017887 | 0.017887 | 0.99939 | -0.0041425 | 0.99937 | -0.0040038 | 8.1303
140 | 0.1854 | 0.089443 | -0.18539 | -0.089791 | 6.8909e-07 | -0.00034771 | 0.0059458 | 0.0059502 | 0.0059502 | 0.99939 | -0.0041425 | 0.99938 | -0.0041102 | 2.7046
141 | 0.45018 | 0.21672 | -0.45018 | -0.217 | 3.3152e-06 | -0.00028325 | 0.014432 | 0.014436 | 0.014436 | 0.99937 | -0.0040038 | 0.99937 | -0.0039404 | 6.5617
142 | 0.73267 | 0.35113 | -0.73265 | -0.35169 | 1.7712e-05 | -0.00055986 | 0.023563 | 0.02357 | 0.02357 | 0.99538 | -0.012847 | 0.99536 | -0.012641 | 10.7135
143 | -0.32058 | -0.15526 | 0.32058 | 0.1551 | 9.6747e-07 | -0.00016204 | 0.010304 | 0.010302 | 0.010304 | 0.99792 | 0.0017984 | 0.99792 | 0.0017722 | 4.6836
144 | 0.80419 | 0.38258 | -0.80407 | -0.38568 | 0.00011687 | -0.0030966 | 0.025762 | 0.025801 | 0.025801 | 0.99792 | 0.0017722 | 0.99778 | 0.0029999 | 11.7277
145 | 0.2774 | 0.11663 | -0.2774 | -0.11843 | 7.7046e-06 | -0.0018043 | 0.008705 | 0.0087254 | 0.0087254 | 0.99792 | 0.0017722 | 0.99789 | 0.0019436 | 3.9661
146 | -1.4022 | -0.65431 | 1.4023 | 0.65283 | 0.00017252 | -0.0014833 | 0.044761 | 0.044742 | 0.044761 | 0.99792 | 0.0017722 | 0.99803 | 0.00079085 | 20.3457
147 | 0.28756 | 0.13914 | -0.28756 | -0.13927 | 6.5607e-07 | -0.00013653 | 0.0092423 | 0.0092441 | 0.0092441 | 0.99778 | 0.0029999 | 0.99778 | 0.0030197 | 4.2018
148 | 0.51651 | 0.24654 | -0.5165 | -0.24717 | 9.6979e-06 | -0.00062659 | 0.016559 | 0.016566 | 0.016566 | 0.99778 | 0.0029999 | 0.99777 | 0.0031587 | 7.5302
149 | 0.2774 | 0.11843 | -0.27739 | -0.1195 | 4.5784e-06 | -0.0010681 | 0.0087254 | 0.0087376 | 0.0087376 | 0.99789 | 0.0019436 | 0.99788 | 0.0020492 | 3.9717
150 | -1.4023 | -0.65283 | 1.4026 | 0.65291 | 0.00027111 | 7.9407e-05 | 0.044742 | 0.044741 | 0.044742 | 0.99803 | 0.00079085 | 0.99824 | 0.0022551 | 21.3056
151 | 0.47447 | 0.22835 | -0.47446 | -0.22895 | 7.9162e-06 | -0.00060643 | 0.015223 | 0.015231 | 0.015231 | 0.99851 | 0.0036343 | 0.99849 | 0.003778 | 6.9231
152 | -2.3358 | -1.1031 | 2.3367 | 1.1006 | 0.00085814 | -0.0024912 | 0.074681 | 0.074648 | 0.074681 | 0.99851 | 0.0036343 | 0.99885 | 0.00062145 | 33.9461
153 | 1.8613 | 0.87473 | -1.8609 | -0.87455 | 0.00041688 | 0.00018237 | 0.059459 | 0.05946 | 0.05946 | 0.99851 | 0.0036343 | 0.99827 | 0.0019899 | 28.3142
154 | 0.18916 | 0.091124 | -0.18916 | -0.091329 | 4.254e-07 | -0.00020562 | 0.0060704 | 0.006073 | 0.006073 | 0.99849 | 0.003778 | 0.99849 | 0.0037974 | 2.7605
155 | 0.2853 | 0.13783 | -0.2853 | -0.13818 | 1.6241e-06 | -0.00034445 | 0.0091604 | 0.0091648 | 0.0091648 | 0.99849 | 0.003778 | 0.99848 | 0.0038274 | 4.1658
156 | -2.9046 | -1.3753 | 2.9052 | 1.3742 | 0.00059253 | -0.0010503 | 0.092878 | 0.092863 | 0.092878 | 0.99885 | 0.00062145 | 0.99904 | -0.001065 | 42.2174
157 | 0.5679 | 0.27466 | -0.56789 | -0.27504 | 7.0464e-06 | -0.00037608 | 0.018231 | 0.018236 | 0.018236 | 0.99885 | 0.00062145 | 0.99884 | 0.00072937 | 8.2892
158 | 1.7723 | 0.83163 | -1.7722 | -0.83193 | 5.7964e-05 | -0.00030511 | 0.056613 | 0.056617 | 0.056617 | 0.99827 | 0.0019899 | 0.99824 | 0.0022551 | 25.7348
159 | 0.095034 | 0.04574 | -0.095034 | -0.046027 | 1.4988e-07 | -0.00028707 | 0.0030492 | 0.0030528 | 0.0030528 | 0.99849 | 0.0037974 | 0.99849 | 0.003811 | 1.3877
160 | 0.084269 | 0.040444 | -0.084269 | -0.040813 | 1.5136e-07 | -0.00036962 | 0.002701 | 0.0027057 | 0.0027057 | 0.99899 | -0.00064044 | 0.99898 | -0.00062495 | 1.2299
161 | 0.44593 | 0.20601 | -0.4459 | -0.20808 | 2.3541e-05 | -0.0020746 | 0.014194 | 0.01422 | 0.01422 | 0.99899 | -0.00064044 | 0.99894 | -0.0002232 | 6.4635
162 | -0.5302 | -0.24645 | 0.53023 | 0.24466 | 2.866e-05 | -0.0017859 | 0.016895 | 0.016873 | 0.016895 | 0.99899 | -0.00064044 | 0.99904 | -0.001065 | 7.6797
163 | 0.4459 | 0.20808 | -0.44589 | -0.20935 | 1.443e-05 | -0.0012679 | 0.01422 | 0.014235 | 0.014235 | 0.99894 | -0.0002232 | 0.99891 | 3.7573e-05 | 6.4706
164 | -3.4354 | -1.6189 | 3.4355 | 1.6187 | 0.00013936 | -0.00016525 | 0.10974 | 0.10973 | 0.10974 | 0.99904 | -0.001065 | 0.99907 | -0.0013971 | 49.88
165 | 0.1604 | 0.071079 | -0.1604 | -0.071212 | 1.9095e-07 | -0.00013248 | 0.0050702 | 0.0050717 | 0.0050717 | 0.99891 | 3.7573e-05 | 0.99891 | 4.5948e-05 | 2.3053
166 | -3.675 | -1.7347 | 3.6751 | 1.7346 | 0.00011136 | -0.00011116 | 0.11742 | 0.11742 | 0.11742 | 0.99907 | -0.0013971 | 0.9991 | -0.001646 | 53.3733
167 | 0.44127 | 0.21073 | -0.44125 | -0.21185 | 1.2615e-05 | -0.0011173 | 0.014148 | 0.014162 | 0.014162 | 0.99777 | 0.0031587 | 0.99774 | 0.0034015 | 6.4372
168 | 0.19496 | 0.07958 | -0.19496 | -0.080358 | 1.6249e-06 | -0.00077818 | 0.0060918 | 0.0061004 | 0.0061004 | 0.99788 | 0.0020492 | 0.99787 | 0.0020957 | 2.7729
169 | 0.1604 | 0.071212 | -0.16039 | -0.074913 | 5.3827e-06 | -0.0037006 | 0.0050717 | 0.0051161 | 0.0051161 | 0.99891 | 4.5948e-05 | 0.99887 | 0.00029895 | 2.3255
170 | -3.6751 | -1.7346 | 3.6754 | 1.7343 | 0.00027675 | -0.0002763 | 0.11742 | 0.11742 | 0.11742 | 0.9991 | -0.001646 | 0.99917 | -0.0022646 | 53.3725
171 | 0.34498 | 0.16522 | -0.34498 | -0.16562 | 2.6974e-06 | -0.00039112 | 0.011067 | 0.011072 | 0.011072 | 0.99774 | 0.0034015 | 0.99773 | 0.0034681 | 5.0327
172 | 0.19496 | 0.080358 | -0.19494 | -0.090479 | 2.1565e-05 | -0.010121 | 0.0061004 | 0.0062179 | 0.0062179 | 0.99787 | 0.0020957 | 0.99776 | 0.0028482 | 2.8263
173 | 0.070421 | 0.034089 | -0.070421 | -0.034106 | 4.9133e-09 | -1.7187e-05 | 0.0022694 | 0.0022696 | 0.0022696 | 0.99522 | -0.01264 | 0.99522 | -0.01264 | 1.0316
174 | -0.41967 | -0.20324 | 0.41968 | 0.20292 | 3.2763e-06 | -0.00031637 | 0.013525 | 0.013521 | 0.013525 | 0.99522 | -0.01264 | 0.99523 | -0.012708 | 6.1479
175 | 0.090041 | 0.041655 | -0.09004 | -0.042856 | 5.5641e-07 | -0.0012015 | 0.0028672 | 0.0028819 | 0.0028819 | 0.99887 | 0.00029895 | 0.99887 | 0.00034905 | 1.31
176 | 0.070353 | 0.033258 | -0.070353 | -0.034074 | 2.323e-07 | -0.00081583 | 0.0022489 | 0.0022591 | 0.0022591 | 0.99887 | 0.00029895 | 0.99887 | 0.00032695 | 1.0269
177 | 0.09004 | 0.042856 | -0.09004 | -0.043608 | 3.512e-07 | -0.000752 | 0.0028819 | 0.0028913 | 0.0028913 | 0.99887 | 0.00034905 | 0.99887 | 0.00038238 | 1.3142
178 | -0.41496 | -0.20098 | 0.41496 | 0.2008 | 1.8032e-06 | -0.0001785 | 0.013366 | 0.013364 | 0.013366 | 0.9958 | -0.020955 | 0.9958 | -0.020993 | 6.0755
179 | -0.41496 | -0.2008 | 0.41498 | 0.19903 | 1.7856e-05 | -0.001771 | 0.013364 | 0.013341 | 0.013364 | 0.9958 | -0.020993 | 0.99584 | -0.021363 | 6.0745
180 | -3.1731 | -1.4915 | 3.1732 | 1.4914 | 6.9101e-05 | -9.8149e-05 | 0.10164 | 0.10164 | 0.10164 | 0.99584 | -0.021363 | 0.99586 | -0.021541 | 46.199
181 | -3.2437 | -1.5255 | 3.2441 | 1.525 | 0.0004075 | -0.00054873 | 0.10391 | 0.1039 | 0.10391 | 0.99586 | -0.021541 | 0.99598 | -0.022564 | 47.2298
182 | 0.069951 | 0.033691 | -0.069951 | -0.033879 | 5.3858e-08 | -0.00018803 | 0.0022515 | 0.0022539 | 0.0022539 | 0.99547 | -0.018073 | 0.99547 | -0.018067 | 1.0245
183 | 0.42434 | 0.20182 | -0.42433 | -0.20258 | 7.9009e-06 | -0.00075309 | 0.013618 | 0.013628 | 0.013628 | 0.99607 | -0.017089 | 0.99605 | -0.016933 | 6.1943
184 | 0.28098 | 0.13315 | -0.28098 | -0.13342 | 1.2442e-06 | -0.0002714 | 0.0090113 | 0.0090147 | 0.0090147 | 0.99605 | -0.016933 | 0.99605 | -0.016896 | 4.0976
185 | 0.28098 | 0.13342 | -0.28096 | -0.13603 | 1.2004e-05 | -0.0026079 | 0.0090147 | 0.0090474 | 0.0090474 | 0.99605 | -0.016896 | 0.99601 | -0.016532 | 4.1124
186 | -0.28096 | -0.13608 | 0.28096 | 0.13603 | 2.3861e-07 | -5.1635e-05 | 0.009048 | 0.0090474 | 0.009048 | 0.99601 | -0.016525 | 0.99601 | -0.016532 | 4.1127
187 | 0.068973 | 0.031203 | -0.068973 | -0.033405 | 6.0245e-07 | -0.0022018 | 0.002192 | 0.002219 | 0.002219 | 0.99697 | -0.031151 | 0.99696 | -0.031081 | 1.0087
188 | -0.12116 | -0.058682 | 0.12116 | 0.058151 | 4.5157e-07 | -0.0005307 | 0.0038951 | 0.0038884 | 0.0038951 | 0.99774 | 0.0030203 | 0.99775 | 0.0029881 | 1.7705
189 | -0.12116 | -0.058151 | 0.12116 | 0.055674 | 2.087e-06 | -0.0024765 | 0.0038884 | 0.0038579 | 0.0038884 | 0.99775 | 0.0029881 | 0.99776 | 0.0028482 | 1.7675
190 | 0.073774 | 0.034804 | -0.073774 | -0.03573 | 2.9116e-07 | -0.00092613 | 0.0023601 | 0.0023716 | 0.0023716 | 0.99776 | 0.0028482 | 0.99776 | 0.0028816 | 1.078
191 | 0.37161 | 0.17895 | -0.37161 | -0.17918 | 1.8393e-06 | -0.00023084 | 0.011914 | 0.011917 | 0.011917 | 0.99937 | -0.0039404 | 0.99936 | -0.0038978 | 5.4168
192 | 0.53119 | 0.25551 | -0.53118 | -0.25576 | 4.0732e-06 | -0.00024971 | 0.017027 | 0.01703 | 0.01703 | 0.99937 | -0.0039925 | 0.99936 | -0.0039267 | 7.7408
193 | 0.34498 | 0.16562 | -0.34497 | -0.16635 | 5.058e-06 | -0.00073246 | 0.011072 | 0.011081 | 0.011081 | 0.99773 | 0.0034681 | 0.99772 | 0.0035939 | 5.0369
194 | 0.2245 | 0.108 | -0.2245 | -0.10836 | 1.068e-06 | -0.00036542 | 0.007208 | 0.0072126 | 0.0072126 | 0.99772 | 0.0035939 | 0.99771 | 0.0036349 | 3.2785
195 | 0.12011 | 0.057807 | -0.12011 | -0.058171 | 3.0477e-07 | -0.00036426 | 0.0038567 | 0.0038613 | 0.0038613 | 0.99771 | 0.0036349 | 0.99771 | 0.0036569 | 1.7551
196 | -0.44809 | -0.21585 | 0.44809 | 0.21552 | 3.9176e-06 | -0.00033794 | 0.014367 | 0.014363 | 0.014367 | 0.99936 | -0.0038516 | 0.99936 | -0.0039267 | 6.5305
197 | 0.31611 | 0.15193 | -0.3161 | -0.15234 | 2.3362e-06 | -0.00040566 | 0.010131 | 0.010136 | 0.010136 | 0.99936 | -0.0038516 | 0.99935 | -0.0037881 | 4.6073
198 | 0.18441 | 0.088558 | -0.18441 | -0.088941 | 7.5081e-07 | -0.00038349 | 0.0059094 | 0.0059142 | 0.0059142 | 0.99935 | -0.0037881 | 0.99934 | -0.0037531 | 2.6883
199 | 0.090837 | 0.043621 | -0.090837 | -0.043994 | 1.7748e-07 | -0.00037346 | 0.0029108 | 0.0029155 | 0.0029155 | 0.99934 | -0.0037531 | 0.99934 | -0.0037362 | 1.3252
200 | 0.29163 | 0.14044 | -0.29162 | -0.14068 | 1.1503e-06 | -0.00023461 | 0.0093499 | 0.0093528 | 0.0093528 | 0.99936 | -0.0038978 | 0.99936 | -0.0038638 | 4.2513
201 | 0.2141 | 0.10313 | -0.2141 | -0.10336 | 5.9086e-07 | -0.00022369 | 0.0068647 | 0.0068675 | 0.0068675 | 0.99936 | -0.0038638 | 0.99935 | -0.00384 | 3.1216
202 | 0.14526 | 0.070013 | -0.14526 | -0.070352 | 4.116e-07 | -0.00033841 | 0.0046579 | 0.0046622 | 0.0046622 | 0.99935 | -0.00384 | 0.99935 | -0.0038155 | 2.1192

## res_trafo
| p_hv_mw | q_hv_mvar | p_lv_mw | q_lv_mvar | pl_mw | ql_mvar | i_hv_ka | i_lv_ka | vm_hv_pu | va_hv_degree | vm_lv_pu | va_lv_degree | loading_percent
0 | 2.6518e-14 | 1.7507e-14 | 0.013999 | 0.0105 | 0.013999 | 0.0105 | 1.6678e-16 | 0.00050517 | 0.99997 | 149.9981 | 1 | 0 | 0.069998

## res_ext_grid
| p_mw | q_mvar
0 | 20.2741 | 9.503

## res_load
| p_mw | q_mvar
0 | 0.26087 | 0.12635
1 | 0.078585 | 0.03806
2 | 0.13275 | 0.064295
3 | 0.079152 | 0.038335
4 | 0.35288 | 0.17091
5 | 0.3386 | 0.16399
6 | 0.076125 | 0.036869
7 | 0.3031 | 0.1468
8 | 0.19288 | 0.093416
9 | 0.29313 | 0.14197
10 | 0.28677 | 0.13889
11 | 0.25811 | 0.12501
12 | 0.12742 | 0.061714
13 | 0.40869 | 0.19794
14 | 0.41114 | 0.19912
15 | 0.10626 | 0.051466
16 | 0.089203 | 0.043203
17 | 0.076564 | 0.037082
18 | 0.1351 | 0.065432
19 | 0.072297 | 0.035015
20 | 0.23755 | 0.11505
21 | 0.097507 | 0.047225
22 | 0.080603 | 0.039038
23 | 0.25625 | 0.12411
24 | 0.23998 | 0.11623
25 | 0.40561 | 0.19644
26 | 0.21853 | 0.10584
27 | 0.37116 | 0.17976
28 | 0.07246 | 0.035094
29 | 0.39142 | 0.18957
30 | 0.25382 | 0.12293
31 | 0.088992 | 0.043101
32 | 0.22032 | 0.10671
33 | 0.37238 | 0.18035
34 | 0.27373 | 0.13257
35 | 0.38889 | 0.18835
36 | 0.12334 | 0.059738
37 | 0.085446 | 0.041383
38 | 0.1609 | 0.077925
39 | 0.11888 | 0.057576
40 | 0.098247 | 0.047583
41 | 0.34104 | 0.16517
42 | 0.21691 | 0.10505
43 | 0.073716 | 0.035702
44 | 0.076903 | 0.037246
45 | 0.35243 | 0.17069
46 | 0.12211 | 0.059141
47 | 0.19096 | 0.092487
48 | 0.11759 | 0.056951
49 | 0.26383 | 0.12778
50 | 0.28522 | 0.13814
51 | 0.40357 | 0.19546
52 | 0.071938 | 0.034841
53 | 0.31569 | 0.15289
54 | 0.29249 | 0.14166
55 | 0.35 | 0.16951
56 | 0.093169 | 0.045124
57 | 0.19657 | 0.095203
58 | 0.24134 | 0.11689
59 | 0.12036 | 0.058293
60 | 0.070073 | 0.033938
61 | 0.10763 | 0.05213
62 | 0.18539 | 0.089791
63 | 0.20875 | 0.1011
64 | 0.077927 | 0.037742
65 | 0.32058 | 0.15526
66 | 0.088618 | 0.04292
67 | 0.094131 | 0.04559
68 | 0.2853 | 0.13818
69 | 0.084269 | 0.040813
70 | 0.56789 | 0.27504
71 | 0.28549 | 0.13827
72 | 0.23947 | 0.11598
73 | 0.36963 | 0.17902
74 | 0.28756 | 0.13927
75 | 0.075234 | 0.036437
76 | 0.082429 | 0.039922
77 | 0.095034 | 0.046027
78 | 0.096272 | 0.046626
79 | 0.34925 | 0.16915
80 | 0.070421 | 0.034106
81 | 0.12194 | 0.05906
82 | 0.070353 | 0.034074
83 | 0.09004 | 0.043608
84 | 0.41496 | 0.20098
85 | 0.070463 | 0.034127
86 | 0.069951 | 0.033879
87 | 0.14336 | 0.069431
88 | 0.28096 | 0.13608
89 | 0.39631 | 0.19194
90 | 0.068973 | 0.033405
91 | 0.08458 | 0.040964
92 | 0.12116 | 0.058682
93 | 0.073774 | 0.03573
94 | 0.078565 | 0.038051
95 | 0.069554 | 0.033687
96 | 0.12048 | 0.05835
97 | 0.10439 | 0.050557
98 | 0.12011 | 0.058171
99 | 0.13198 | 0.063922
100 | 0.083091 | 0.040243
101 | 0.13169 | 0.063781
102 | 0.093575 | 0.04532
103 | 0.090837 | 0.043994
104 | 0.079985 | 0.038739
105 | 0.077521 | 0.037545
106 | 0.068844 | 0.033343
107 | 0.14526 | 0.070352

## dtypes
| element | column | dtype
0 | bus | name | object
1 | bus | vn_kv | float64
2 | bus | type | object
3 | bus | zone | object
4 | bus | in_service | bool
5 | load | name | object
6 | load | bus | uint32
7 | load | p_mw | float64
8 | load | q_mvar | float64
9 | load | const_z_percent | float64
10 | load | const_i_percent | float64
11 | load | sn_mva | float64
12 | load | scaling | float64
13 | load | in_service | bool
14 | load | type | object
15 | ext_grid | name | object
16 | ext_grid | bus | uint32
17 | ext_grid | vm_pu | float64
18 | ext_grid | va_degree | float64
19 | ext_grid | slack_weight | float64
20 | ext_grid | in_service | bool
21 | line | name | object
22 | line | std_type | object
23 | line | from_bus | uint32
24 | line | to_bus | uint32
25 | line | length_km | float64
26 | line | r_ohm_per_km | float64
27 | line | x_ohm_per_km | float64
28 | line | c_nf_per_km | float64
29 | line | g_us_per_km | float64
30 | line | max_i_ka | float64
31 | line | df | float64
32 | line | parallel | uint32
33 | line | type | object
34 | line | in_service | bool
35 | trafo | name | object
36 | trafo | std_type | object
37 | trafo | hv_bus | uint32
38 | trafo | lv_bus | uint32
39 | trafo | sn_mva | float64
40 | trafo | vn_hv_kv | float64
41 | trafo | vn_lv_kv | float64
42 | trafo | vk_percent | float64
43 | trafo | vkr_percent | float64
44 | trafo | pfe_kw | float64
45 | trafo | i0_percent | float64
46 | trafo | shift_degree | float64
47 | trafo | tap_side | object
48 | trafo | tap_neutral | int32
49 | trafo | tap_min | int32
50 | trafo | tap_max | int32
51 | trafo | tap_step_percent | float64
52 | trafo | tap_step_degree | float64
53 | trafo | tap_pos | int32
54 | trafo | tap_phase_shifter | bool
55 | trafo | parallel | uint32
56 | trafo | df | float64
57 | trafo | in_service | bool
58 | bus_geodata | x | float64
59 | bus_geodata | y | float64
60 | bus_geodata | coords | object
61 | res_bus | vm_pu | float64
62 | res_bus | va_degree | float64
63 | res_bus | p_mw | float64
64 | res_bus | q_mvar | float64
65 | res_line | p_from_mw | float64
66 | res_line | q_from_mvar | float64
67 | res_line | p_to_mw | float64
68 | res_line | q_to_mvar | float64
69 | res_line | pl_mw | float64
70 | res_line | ql_mvar | float64
71 | res_line | i_from_ka | float64
72 | res_line | i_to_ka | float64
73 | res_line | i_ka | float64
74 | res_line | vm_from_pu | float64
75 | res_line | va_from_degree | float64
76 | res_line | vm_to_pu | float64
77 | res_line | va_to_degree | float64
78 | res_line | loading_percent | float64
79 | res_trafo | p_hv_mw | float64
80 | res_trafo | q_hv_mvar | float64
81 | res_trafo | p_lv_mw | float64
82 | res_trafo | q_lv_mvar | float64
83 | res_trafo | pl_mw | float64
84 | res_trafo | ql_mvar | float64
85 | res_trafo | i_hv_ka | float64
86 | res_trafo | i_lv_ka | float64
87 | res_trafo | vm_hv_pu | float64
88 | res_trafo | va_hv_degree | float64
89 | res_trafo | vm_lv_pu | float64
90 | res_trafo | va_lv_degree | float64
91 | res_trafo | loading_percent | float64
92 | res_ext_grid | p_mw | float64
93 | res_ext_grid | q_mvar | float64
94 | res_load | p_mw | float64
95 | res_load | q_mvar | float64

## parameters
| version | format_version | converged | OPF_converged | name | f_hz | sn_mva
0 | 2.14.6 | 2.14.0 | TRUE | FALSE |  | 50 | 1