## bus
| name | vn_kv | type | zone | in_service
0 | bus_MV_600_0_node_0 | 20 | n |  | TRUE
1 | bus_MV_600_0_node_1 | 20 | n |  | TRUE
2 | bus_MV_600_0_node_2 | 20 | n |  | TRUE
3 | bus_MV_600_0_node_3 | 20 | n |  | TRUE
4 | bus_MV_600_0_node_33 | 20 | n |  | TRUE
5 | bus_MV_600_0_node_173 | 20 | n |  | TRUE
6 | bus_MV_600_0_node_29 | 20 | n |  | TRUE
7 | bus_MV_600_0_node_103 | 20 | n |  | TRUE
8 | bus_MV_600_0_node_172 | 20 | n |  | TRUE
9 | bus_MV_600_0_node_4 | 20 | n |  | TRUE
10 | bus_MV_600_0_node_99 | 20 | n |  | TRUE
11 | bus_MV_600_0_node_164 | 20 | n |  | TRUE
12 | bus_MV_600_0_node_100 | 20 | n |  | TRUE
13 | bus_MV_600_0_node_171 | 20 | n |  | TRUE
14 | bus_MV_600_0_node_165 | 20 | n |  | TRUE
15 | bus_MV_600_0_node_89 | 20 | n |  | TRUE
16 | bus_MV_600_0_node_5 | 20 | n |  | TRUE
17 | bus_MV_600_0_node_6 | 20 | n |  | TRUE
18 | bus_MV_600_0_node_7 | 20 | n |  | TRUE
19 | bus_MV_600_0_node_8 | 20 | n |  | TRUE
20 | bus_MV_600_0_node_10 | 20 | n |  | TRUE
21 | bus_MV_600_0_node_151 | 20 | n |  | TRUE
22 | bus_MV_600_0_node_11 | 20 | n |  | TRUE
23 | bus_MV_600_0_node_42 | 20 | n |  | TRUE
24 | bus_MV_600_0_node_121 | 20 | n |  | TRUE
25 | bus_MV_600_0_node_120 | 20 | n |  | TRUE
26 | bus_MV_600_0_node_15 | 20 | n |  | TRUE
27 | bus_MV_600_0_node_174 | 20 | n |  | TRUE
28 | bus_MV_600_0_node_40 | 20 | n |  | TRUE
29 | bus_MV_600_0_node_38 | 20 | n |  | TRUE
30 | bus_MV_600_0_node_175 | 20 | n |  | TRUE
31 | bus_MV_600_0_node_122 | 20 | n |  | TRUE
32 | bus_MV_600_0_node_176 | 20 | n |  | TRUE
33 | bus_MV_600_0_node_155 | 20 | n |  | TRUE
34 | bus_MV_600_0_node_12 | 20 | n |  | TRUE
35 | bus_MV_600_0_node_13 | 20 | n |  | TRUE
36 | bus_MV_600_0_node_14 | 20 | n |  | TRUE
37 | bus_MV_600_0_node_16 | 20 | n |  | TRUE
38 | bus_MV_600_0_node_163 | 20 | n |  | TRUE
39 | bus_MV_600_0_node_39 | 20 | n |  | TRUE
40 | bus_MV_600_0_node_36 | 20 | n |  | TRUE
41 | bus_MV_600_0_node_17 | 20 | n |  | TRUE
42 | bus_MV_600_0_node_18 | 20 | n |  | TRUE
43 | bus_MV_600_0_node_23 | 20 | n |  | TRUE
44 | bus_MV_600_0_node_19 | 20 | n |  | TRUE
45 | bus_MV_600_0_node_21 | 20 | n |  | TRUE
46 | bus_MV_600_0_node_170 | 20 | n |  | TRUE
47 | bus_MV_600_0_node_20 | 20 | n |  | TRUE
48 | bus_MV_600_0_node_162 | 20 | n |  | TRUE
49 | bus_MV_600_0_node_183 | 20 | n |  | TRUE
50 | bus_MV_600_0_node_182 | 20 | n |  | TRUE
51 | bus_MV_600_0_node_22 | 20 | n |  | TRUE
52 | bus_MV_600_0_node_106 | 20 | n |  | TRUE
53 | bus_MV_600_0_node_167 | 20 | n |  | TRUE
54 | bus_MV_600_0_node_160 | 20 | n |  | TRUE
55 | bus_MV_600_0_node_181 | 20 | n |  | TRUE
56 | bus_MV_600_0_node_102 | 20 | n |  | TRUE
57 | bus_MV_600_0_node_24 | 20 | n |  | TRUE
58 | bus_MV_600_0_node_28 | 20 | n |  | TRUE
59 | bus_MV_600_0_node_32 | 20 | n |  | TRUE
60 | bus_MV_600_0_node_26 | 20 | n |  | TRUE
61 | bus_MV_600_0_node_27 | 20 | n |  | TRUE
62 | bus_MV_600_0_node_34 | 20 | n |  | TRUE
63 | bus_MV_600_0_node_35 | 20 | n |  | TRUE
64 | bus_MV_600_0_node_30 | 20 | n |  | TRUE
65 | bus_MV_600_0_node_68 | 20 | n |  | TRUE
66 | bus_MV_600_0_node_116 | 20 | n |  | TRUE
67 | bus_MV_600_0_node_31 | 20 | n |  | TRUE
68 | bus_MV_600_0_node_37 | 20 | n |  | TRUE
69 | bus_MV_600_0_node_76 | 20 | n |  | TRUE
70 | bus_MV_600_0_node_180 | 20 | n |  | TRUE
71 | bus_MV_600_0_node_64 | 20 | n |  | TRUE
72 | bus_MV_600_0_node_66 | 20 | n |  | TRUE
73 | bus_MV_600_0_node_117 | 20 | n |  | TRUE
74 | bus_MV_600_0_node_90 | 20 | n |  | TRUE
75 | bus_MV_600_0_node_166 | 20 | n |  | TRUE
76 | bus_MV_600_0_node_95 | 20 | n |  | TRUE
77 | bus_MV_600_0_node_96 | 20 | n |  | TRUE
78 | bus_MV_600_0_node_98 | 20 | n |  | TRUE
79 | bus_MV_600_0_node_107 | 20 | n |  | TRUE
80 | bus_MV_600_0_node_108 | 20 | n |  | TRUE
81 | bus_MV_600_0_node_109 | 20 | n |  | TRUE
82 | bus_MV_600_0_node_110 | 20 | n |  | TRUE
83 | bus_MV_600_0_node_41 | 20 | n |  | TRUE
84 | bus_MV_600_0_node_43 | 20 | n |  | TRUE
85 | bus_MV_600_0_node_44 | 20 | n |  | TRUE
86 | bus_MV_600_0_node_45 | 20 | n |  | TRUE
87 | bus_MV_600_0_node_46 | 20 | n |  | TRUE
88 | bus_MV_600_0_node_169 | 20 | n |  | TRUE
89 | bus_MV_600_0_node_52 | 20 | n |  | TRUE
90 | bus_MV_600_0_node_62 | 20 | n |  | TRUE
91 | bus_MV_600_0_node_49 | 20 | n |  | TRUE
92 | bus_MV_600_0_node_47 | 20 | n |  | TRUE
93 | bus_MV_600_0_node_48 | 20 | n |  | TRUE
94 | bus_MV_600_0_node_51 | 20 | n |  | TRUE
95 | bus_MV_600_0_node_50 | 20 | n |  | TRUE
96 | bus_MV_600_0_node_75 | 20 | n |  | TRUE
97 | bus_MV_600_0_node_145 | 20 | n |  | TRUE
98 | bus_MV_600_0_node_137 | 20 | n |  | TRUE
99 | bus_MV_600_0_node_53 | 20 | n |  | TRUE
100 | bus_MV_600_0_node_57 | 20 | n |  | TRUE
101 | bus_MV_600_0_node_60 | 20 | n |  | TRUE
102 | bus_MV_600_0_node_74 | 20 | n |  | TRUE
103 | bus_MV_600_0_node_139 | 20 | n |  | TRUE
104 | bus_MV_600_0_node_125 | 20 | n |  | TRUE
105 | bus_MV_600_0_node_135 | 20 | n |  | TRUE
106 | bus_MV_600_0_node_136 | 20 | n |  | TRUE
107 | bus_MV_600_0_node_58 | 20 | n |  | TRUE
108 | bus_MV_600_0_node_72 | 20 | n |  | TRUE
109 | bus_MV_600_0_node_128 | 20 | n |  | TRUE
110 | bus_MV_600_0_node_59 | 20 | n |  | TRUE
111 | bus_MV_600_0_node_61 | 20 | n |  | TRUE
112 | bus_MV_600_0_node_54 | 20 | n |  | TRUE
113 | bus_MV_600_0_node_55 | 20 | n |  | TRUE
114 | bus_MV_600_0_node_56 | 20 | n |  | TRUE
115 | bus_MV_600_0_node_123 | 20 | n |  | TRUE
116 | bus_MV_600_0_node_124 | 20 | n |  | TRUE
117 | bus_MV_600_0_node_147 | 20 | n |  | TRUE
118 | bus_MV_600_0_node_71 | 20 | n |  | TRUE
119 | bus_MV_600_0_node_127 | 20 | n |  | TRUE
120 | bus_MV_600_0_node_177 | 20 | n |  | TRUE
121 | bus_MV_600_0_node_63 | 20 | n |  | TRUE
122 | bus_MV_600_0_node_67 | 20 | n |  | TRUE
123 | bus_MV_600_0_node_141 | 20 | n |  | TRUE
124 | bus_MV_600_0_node_142 | 20 | n |  | TRUE
125 | bus_MV_600_0_node_65 | 20 | n |  | TRUE
126 | bus_MV_600_0_node_69 | 20 | n |  | TRUE
127 | bus_MV_600_0_node_129 | 20 | n |  | TRUE
128 | bus_MV_600_0_node_150 | 20 | n |  | TRUE
129 | bus_MV_600_0_node_144 | 20 | n |  | TRUE
130 | bus_MV_600_0_node_143 | 20 | n |  | TRUE
131 | bus_MV_600_0_node_140 | 20 | n |  | TRUE
132 | bus_MV_600_0_node_179 | 20 | n |  | TRUE
133 | bus_MV_600_0_node_70 | 20 | n |  | TRUE
134 | bus_MV_600_0_node_73 | 20 | n |  | TRUE
135 | bus_MV_600_0_node_126 | 20 | n |  | TRUE
136 | bus_MV_600_0_node_148 | 20 | n |  | TRUE
137 | bus_MV_600_0_node_146 | 20 | n |  | TRUE
138 | bus_MV_600_0_node_149 | 20 | n |  | TRUE
139 | bus_MV_600_0_node_115 | 20 | n |  | TRUE
140 | bus_MV_600_0_node_178 | 20 | n |  | TRUE
141 | bus_MV_600_0_node_112 | 20 | n |  | TRUE
142 | bus_MV_600_0_node_113 | 20 | n |  | TRUE
143 | bus_MV_600_0_node_111 | 20 | n |  | TRUE
144 | bus_MV_600_0_node_114 | 20 | n |  | TRUE
145 | bus_MV_600_0_node_130 | 20 | n |  | TRUE
146 | bus_MV_600_0_node_77 | 20 | n |  | TRUE
147 | bus_MV_600_0_node_78 | 20 | n |  | TRUE
148 | bus_MV_600_0_node_79 | 20 | n |  | TRUE
149 | bus_MV_600_0_node_94 | 20 | n |  | TRUE
150 | bus_MV_600_0_node_92 | 20 | n |  | TRUE
151 | bus_MV_600_0_node_91 | 20 | n |  | TRUE
152 | bus_MV_600_0_node_82 | 20 | n |  | TRUE
153 | bus_MV_600_0_node_87 | 20 | n |  | TRUE
154 | bus_MV_600_0_node_86 | 20 | n |  | TRUE
155 | bus_MV_600_0_node_88 | 20 | n |  | TRUE
156 | bus_MV_600_0_node_80 | 20 | n |  | TRUE
157 | bus_MV_600_0_node_81 | 20 | n |  | TRUE
158 | bus_MV_600_0_node_83 | 20 | n |  | TRUE
159 | bus_MV_600_0_node_84 | 20 | n |  | TRUE
160 | bus_MV_600_0_node_93 | 20 | n |  | TRUE
161 | bus_MV_600_0_node_105 | 20 | n |  | TRUE
162 | bus_MV_600_0_node_101 | 20 | n |  | TRUE
163 | bus_MV_600_0_node_85 | 20 | n |  | TRUE
164 | bus_MV_600_0_node_168 | 20 | n |  | TRUE
165 | bus_MV_600_0_node_184 | 20 | n |  | TRUE
166 | bus_MV_600_0_node_104 | 20 | n |  | TRUE
167 | bus_MV_600_0_node_133 | 20 | n |  | TRUE
168 | bus_MV_600_0_node_118 | 20 | n |  | TRUE
169 | bus_MV_600_0_node_119 | 20 | n |  | TRUE
170 | bus_MV_600_0_node_156 | 20 | n |  | TRUE
171 | bus_MV_600_0_node_131 | 20 | n |  | TRUE
172 | bus_MV_600_0_node_132 | 20 | n |  | TRUE
173 | bus_MV_600_0_node_134 | 20 | n |  | TRUE
174 | bus_MV_600_0_node_138 | 20 | n |  | TRUE
175 | bus_MV_600_0_node_152 | 20 | n |  | TRUE
176 | bus_MV_600_0_node_153 | 20 | n |  | TRUE
177 | bus_MV_600_0_node_154 | 20 | n |  | TRUE
178 | bus_MV_600_0_node_161 | 20 | n |  | TRUE
179 | bus_MV_600_0_node_159 | 20 | n |  | TRUE
180 | bus_MV_600_0_node_157 | 20 | n |  | TRUE
181 | bus_MV_600_0_node_158 | 20 | n |  | TRUE
182 | bus_HV_600_0_node_173 | 110 | n |  | TRUE

## load
| name | bus | p_mw | q_mvar | const_z_percent | const_i_percent | sn_mva | scaling | in_service | type
0 | MV_600_0_load_0 | 0 | 0.3771 | 0.18264 | 0 | 0 |  | 1 | TRUE | wye
1 | MV_600_0_load_173 | 5 | 0.37899 | 0.18355 | 0 | 0 |  | 1 | TRUE | wye
2 | MV_600_0_load_103 | 7 | 0.22677 | 0.10983 | 0 | 0 |  | 1 | TRUE | wye
3 | MV_600_0_load_172 | 8 | 0.3313 | 0.16046 | 0 | 0 |  | 1 | TRUE | wye
4 | MV_600_0_load_164 | 11 | 0.2876 | 0.13929 | 0 | 0 |  | 1 | TRUE | wye
5 | MV_600_0_load_171 | 13 | 0.18545 | 0.089818 | 0 | 0 |  | 1 | TRUE | wye
6 | MV_600_0_load_165 | 14 | 0.17452 | 0.084523 | 0 | 0 |  | 1 | TRUE | wye
7 | MV_600_0_load_5 | 16 | 0.30997 | 0.15013 | 0 | 0 |  | 1 | TRUE | wye
8 | MV_600_0_load_151 | 21 | 0.11176 | 0.054126 | 0 | 0 |  | 1 | TRUE | wye
9 | MV_600_0_load_11 | 22 | 0.3892 | 0.1885 | 0 | 0 |  | 1 | TRUE | wye
10 | MV_600_0_load_120 | 25 | 0.20931 | 0.10137 | 0 | 0 |  | 1 | TRUE | wye
11 | MV_600_0_load_174 | 27 | 0.27445 | 0.13292 | 0 | 0 |  | 1 | TRUE | wye
12 | MV_600_0_load_38 | 29 | 0.34032 | 0.16482 | 0 | 0 |  | 1 | TRUE | wye
13 | MV_600_0_load_175 | 30 | 0.13604 | 0.065887 | 0 | 0 |  | 1 | TRUE | wye
14 | MV_600_0_load_176 | 32 | 0.25039 | 0.12127 | 0 | 0 |  | 1 | TRUE | wye
15 | MV_600_0_load_155 | 33 | 0.075715 | 0.036671 | 0 | 0 |  | 1 | TRUE | wye
16 | MV_600_0_load_12 | 34 | 0.34113 | 0.16522 | 0 | 0 |  | 1 | TRUE | wye
17 | MV_600_0_load_163 | 38 | 0.23922 | 0.11586 | 0 | 0 |  | 1 | TRUE | wye
18 | MV_600_0_load_39 | 39 | 0.24202 | 0.11722 | 0 | 0 |  | 1 | TRUE | wye
19 | MV_600_0_load_17 | 41 | 0.28492 | 0.13799 | 0 | 0 |  | 1 | TRUE | wye
20 | MV_600_0_load_170 | 46 | 0.34227 | 0.16577 | 0 | 0 |  | 1 | TRUE | wye
21 | MV_600_0_load_162 | 48 | 0.11355 | 0.054995 | 0 | 0 |  | 1 | TRUE | wye
22 | MV_600_0_load_183 | 49 | 0.1128 | 0.054632 | 0 | 0 |  | 1 | TRUE | wye
23 | MV_600_0_load_106 | 52 | 0.24296 | 0.11767 | 0 | 0 |  | 1 | TRUE | wye
24 | MV_600_0_load_167 | 53 | 0.19667 | 0.095254 | 0 | 0 |  | 1 | TRUE | wye
25 | MV_600_0_load_181 | 55 | 0.33122 | 0.16042 | 0 | 0 |  | 1 | TRUE | wye
26 | MV_600_0_load_24 | 57 | 0.36089 | 0.17479 | 0 | 0 |  | 1 | TRUE | wye
27 | MV_600_0_load_27 | 61 | 0.11175 | 0.054122 | 0 | 0 |  | 1 | TRUE | wye
28 | MV_600_0_load_34 | 62 | 0.29543 | 0.14308 | 0 | 0 |  | 1 | TRUE | wye
29 | MV_600_0_load_116 | 66 | 0.074917 | 0.036284 | 0 | 0 |  | 1 | TRUE | wye
30 | MV_600_0_load_37 | 68 | 0.40237 | 0.19488 | 0 | 0 |  | 1 | TRUE | wye
31 | MV_600_0_load_76 | 69 | 0.37035 | 0.17937 | 0 | 0 |  | 1 | TRUE | wye
32 | MV_600_0_load_180 | 70 | 0.18631 | 0.090232 | 0 | 0 |  | 1 | TRUE | wye
33 | MV_600_0_load_166 | 75 | 0.3981 | 0.19281 | 0 | 0 |  | 1 | TRUE | wye
34 | MV_600_0_load_95 | 76 | 0.39956 | 0.19351 | 0 | 0 |  | 1 | TRUE | wye
35 | MV_600_0_load_107 | 79 | 0.20754 | 0.10052 | 0 | 0 |  | 1 | TRUE | wye
36 | MV_600_0_load_110 | 82 | 0.15848 | 0.076755 | 0 | 0 |  | 1 | TRUE | wye
37 | MV_600_0_load_44 | 85 | 0.35317 | 0.17105 | 0 | 0 |  | 1 | TRUE | wye
38 | MV_600_0_load_169 | 88 | 0.38584 | 0.18687 | 0 | 0 |  | 1 | TRUE | wye
39 | MV_600_0_load_47 | 92 | 0.26124 | 0.12652 | 0 | 0 |  | 1 | TRUE | wye
40 | MV_600_0_load_145 | 97 | 0.11429 | 0.055354 | 0 | 0 |  | 1 | TRUE | wye
41 | MV_600_0_load_137 | 98 | 0.26583 | 0.12875 | 0 | 0 |  | 1 | TRUE | wye
42 | MV_600_0_load_57 | 100 | 0.36919 | 0.17881 | 0 | 0 |  | 1 | TRUE | wye
43 | MV_600_0_load_74 | 102 | 0.36803 | 0.17825 | 0 | 0 |  | 1 | TRUE | wye
44 | MV_600_0_load_139 | 103 | 0.24934 | 0.12076 | 0 | 0 |  | 1 | TRUE | wye
45 | MV_600_0_load_135 | 105 | 0.13803 | 0.066851 | 0 | 0 |  | 1 | TRUE | wye
46 | MV_600_0_load_136 | 106 | 0.1012 | 0.049012 | 0 | 0 |  | 1 | TRUE | wye
47 | MV_600_0_load_128 | 109 | 0.22892 | 0.11087 | 0 | 0 |  | 1 | TRUE | wye
48 | MV_600_0_load_59 | 110 | 0.31048 | 0.15037 | 0 | 0 |  | 1 | TRUE | wye
49 | MV_600_0_load_54 | 112 | 0.41419 | 0.2006 | 0 | 0 |  | 1 | TRUE | wye
50 | MV_600_0_load_123 | 115 | 0.2706 | 0.13106 | 0 | 0 |  | 1 | TRUE | wye
51 | MV_600_0_load_147 | 117 | 0.1651 | 0.079961 | 0 | 0 |  | 1 | TRUE | wye
52 | MV_600_0_load_127 | 119 | 0.41385 | 0.20043 | 0 | 0 |  | 1 | TRUE | wye
53 | MV_600_0_load_177 | 120 | 0.21961 | 0.10636 | 0 | 0 |  | 1 | TRUE | wye
54 | MV_600_0_load_63 | 121 | 0.2396 | 0.11605 | 0 | 0 |  | 1 | TRUE | wye
55 | MV_600_0_load_142 | 124 | 0.11598 | 0.05617 | 0 | 0 |  | 1 | TRUE | wye
56 | MV_600_0_load_129 | 127 | 0.18559 | 0.089888 | 0 | 0 |  | 1 | TRUE | wye
57 | MV_600_0_load_150 | 128 | 0.071047 | 0.034409 | 0 | 0 |  | 1 | TRUE | wye
58 | MV_600_0_load_143 | 130 | 0.93968 | 0.45511 | 0 | 0 |  | 1 | TRUE | wye
59 | MV_600_0_load_140 | 131 | 0.080829 | 0.039147 | 0 | 0 |  | 1 | TRUE | wye
60 | MV_600_0_load_179 | 132 | 0.2686 | 0.13009 | 0 | 0 |  | 1 | TRUE | wye
61 | MV_600_0_load_70 | 133 | 0.34575 | 0.16745 | 0 | 0 |  | 1 | TRUE | wye
62 | MV_600_0_load_148 | 136 | 0.092399 | 0.044751 | 0 | 0 |  | 1 | TRUE | wye
63 | MV_600_0_load_146 | 137 | 0.2483 | 0.12026 | 0 | 0 |  | 1 | TRUE | wye
64 | MV_600_0_load_149 | 138 | 0.073195 | 0.03545 | 0 | 0 |  | 1 | TRUE | wye
65 | MV_600_0_load_178 | 140 | 0.36777 | 0.17812 | 0 | 0 |  | 1 | TRUE | wye
66 | MV_600_0_load_111 | 143 | 0.8361 | 0.40494 | 0 | 0 |  | 1 | TRUE | wye
67 | MV_600_0_load_130 | 145 | 0.085359 | 0.041341 | 0 | 0 |  | 1 | TRUE | wye
68 | MV_600_0_load_77 | 146 | 0.25728 | 0.12461 | 0 | 0 |  | 1 | TRUE | wye
69 | MV_600_0_load_94 | 149 | 0.057473 | 0.027835 | 0 | 0 |  | 1 | TRUE | wye
70 | MV_600_0_load_91 | 151 | 0.24749 | 0.11986 | 0 | 0 |  | 1 | TRUE | wye
71 | MV_600_0_load_86 | 154 | 0.41171 | 0.1994 | 0 | 0 |  | 1 | TRUE | wye
72 | MV_600_0_load_88 | 155 | 0.23348 | 0.11308 | 0 | 0 |  | 1 | TRUE | wye
73 | MV_600_0_load_80 | 156 | 0.31016 | 0.15022 | 0 | 0 |  | 1 | TRUE | wye
74 | MV_600_0_load_105 | 161 | 0.25435 | 0.12319 | 0 | 0 |  | 1 | TRUE | wye
75 | MV_600_0_load_101 | 162 | 0.24582 | 0.11906 | 0 | 0 |  | 1 | TRUE | wye
76 | MV_600_0_load_168 | 164 | 0.23399 | 0.11333 | 0 | 0 |  | 1 | TRUE | wye
77 | MV_600_0_load_184 | 165 | 0.10696 | 0.051804 | 0 | 0 |  | 1 | TRUE | wye
78 | MV_600_0_load_104 | 166 | 0.23587 | 0.11424 | 0 | 0 |  | 1 | TRUE | wye
79 | MV_600_0_load_119 | 169 | 0.073852 | 0.035768 | 0 | 0 |  | 1 | TRUE | wye
80 | MV_600_0_load_156 | 170 | 0.54444 | 0.26369 | 0 | 0 |  | 1 | TRUE | wye
81 | MV_600_0_load_131 | 171 | 0.088647 | 0.042933 | 0 | 0 |  | 1 | TRUE | wye
82 | MV_600_0_load_138 | 174 | 0.34622 | 0.16768 | 0 | 0 |  | 1 | TRUE | wye
83 | MV_600_0_load_152 | 175 | 0.29154 | 0.1412 | 0 | 0 |  | 1 | TRUE | wye
84 | MV_600_0_load_161 | 178 | 0.24388 | 0.11811 | 0 | 0 |  | 1 | TRUE | wye
85 | MV_600_0_load_157 | 180 | 0.070329 | 0.034062 | 0 | 0 |  | 1 | TRUE | wye

## ext_grid
| name | bus | vm_pu | va_degree | slack_weight | in_service
0 |  | 5 | 1 | 0 | 1 | TRUE

## line
| name | std_type | from_bus | to_bus | length_km | r_ohm_per_km | x_ohm_per_km | c_nf_per_km | g_us_per_km | max_i_ka | df | parallel | type | in_service
0 | MV_600_0_line_0 |  | 0 | 1 | 0.032955 | 0.445 | 0.132 | 190 | 0 | 0.22 | 1 | 1 | cs | TRUE
1 | MV_600_0_line_1 |  | 1 | 2 | 0.62448 | 0.445 | 0.132 | 190 | 0 | 0.22 | 1 | 1 | cs | TRUE
2 | MV_600_0_line_2 |  | 1 | 3 | 0.8654 | 0.445 | 0.132 | 190 | 0 | 0.22 | 1 | 1 | cs | TRUE
3 | MV_600_0_line_3 |  | 2 | 7 | 0.13124 | 0.5939 | 0.372 | 9.5 | 0 | 0.21 | 1 | 1 | ol | TRUE
4 | MV_600_0_line_4 |  | 3 | 8 | 0.022532 | 0.445 | 0.132 | 190 | 0 | 0.22 | 1 | 1 | cs | TRUE
5 | MV_600_0_line_5 |  | 3 | 9 | 0.42751 | 0.445 | 0.132 | 190 | 0 | 0.22 | 1 | 1 | cs | TRUE
6 | MV_600_0_line_6 |  | 3 | 10 | 0.4035 | 0.445 | 0.132 | 190 | 0 | 0.22 | 1 | 1 | cs | TRUE
7 | MV_600_0_line_7 |  | 4 | 5 | 0.015353 | 0.0595 | 0.16 | 22 | 0 | 1.29 | 1 | 1 | ol | TRUE
8 | MV_600_0_line_8 |  | 4 | 6 | 0.071732 | 0.0515 | 0.029 | 1000 | 0 | 1.276 | 1 | 1 | cs | TRUE
9 | MV_600_0_line_9 |  | 6 | 61 | 0.049885 | 0.0515 | 0.029 | 1000 | 0 | 1.276 | 1 | 1 | cs | TRUE
10 | MV_600_0_line_10 |  | 9 | 11 | 0.03666 | 0.445 | 0.132 | 190 | 0 | 0.22 | 1 | 1 | cs | TRUE
11 | MV_600_0_line_11 |  | 10 | 12 | 0.22281 | 0.445 | 0.132 | 190 | 0 | 0.22 | 1 | 1 | cs | TRUE
12 | MV_600_0_line_12 |  | 10 | 13 | 0.038651 | 0.5939 | 0.372 | 9.5 | 0 | 0.21 | 1 | 1 | ol | TRUE
13 | MV_600_0_line_13 |  | 11 | 15 | 0.37896 | 0.5939 | 0.372 | 9.5 | 0 | 0.21 | 1 | 1 | ol | TRUE
14 | MV_600_0_line_14 |  | 12 | 14 | 0.011781 | 0.445 | 0.132 | 190 | 0 | 0.22 | 1 | 1 | cs | TRUE
15 | MV_600_0_line_15 |  | 15 | 74 | 0.20272 | 0.445 | 0.132 | 190 | 0 | 0.22 | 1 | 1 | cs | TRUE
16 | MV_600_0_line_16 |  | 15 | 155 | 0.024558 | 0.445 | 0.132 | 190 | 0 | 0.22 | 1 | 1 | cs | TRUE
17 | MV_600_0_line_17 |  | 16 | 17 | 0.026583 | 0.445 | 0.132 | 190 | 0 | 0.22 | 1 | 1 | cs | TRUE
18 | MV_600_0_line_18 |  | 17 | 18 | 0.23505 | 0.445 | 0.132 | 190 | 0 | 0.22 | 1 | 1 | cs | TRUE
19 | MV_600_0_line_19 |  | 18 | 19 | 0.075886 | 0.0515 | 0.029 | 1000 | 0 | 1.276 | 1 | 1 | cs | TRUE
20 | MV_600_0_line_20 |  | 18 | 20 | 0.62775 | 0.0515 | 0.029 | 1000 | 0 | 1.276 | 1 | 1 | cs | TRUE
21 | MV_600_0_line_21 |  | 18 | 21 | 0.028964 | 0.0515 | 0.029 | 1000 | 0 | 1.276 | 1 | 1 | cs | TRUE
22 | MV_600_0_line_22 |  | 19 | 22 | 0.017576 | 0.445 | 0.132 | 190 | 0 | 0.22 | 1 | 1 | cs | TRUE
23 | MV_600_0_line_23 |  | 19 | 23 | 0.24105 | 0.0595 | 0.16 | 22 | 0 | 1.29 | 1 | 1 | ol | TRUE
24 | MV_600_0_line_24 |  | 20 | 24 | 0.11862 | 0.0515 | 0.029 | 1000 | 0 | 1.276 | 1 | 1 | cs | TRUE
25 | MV_600_0_line_25 |  | 20 | 25 | 0.017071 | 0.445 | 0.132 | 190 | 0 | 0.22 | 1 | 1 | cs | TRUE
26 | MV_600_0_line_26 |  | 21 | 26 | 0.035208 | 0.0515 | 0.029 | 1000 | 0 | 1.276 | 1 | 1 | cs | TRUE
27 | MV_600_0_line_27 |  | 23 | 27 | 0.027083 | 0.445 | 0.132 | 190 | 0 | 0.22 | 1 | 1 | cs | TRUE
28 | MV_600_0_line_28 |  | 23 | 28 | 0.22882 | 0.0515 | 0.029 | 1000 | 0 | 1.276 | 1 | 1 | cs | TRUE
29 | MV_600_0_line_29 |  | 24 | 31 | 0.35621 | 0.0515 | 0.029 | 1000 | 0 | 1.276 | 1 | 1 | cs | TRUE
30 | MV_600_0_line_30 |  | 24 | 32 | 0.039158 | 0.5939 | 0.372 | 9.5 | 0 | 0.21 | 1 | 1 | ol | TRUE
31 | MV_600_0_line_31 |  | 26 | 36 | 0.14891 | 0.0515 | 0.029 | 1000 | 0 | 1.276 | 1 | 1 | cs | TRUE
32 | MV_600_0_line_32 |  | 27 | 30 | 0.045194 | 0.445 | 0.132 | 190 | 0 | 0.22 | 1 | 1 | cs | TRUE
33 | MV_600_0_line_33 |  | 27 | 29 | 0.44637 | 0.5939 | 0.372 | 9.5 | 0 | 0.21 | 1 | 1 | ol | TRUE
34 | MV_600_0_line_34 |  | 28 | 39 | 0.064097 | 0.0515 | 0.029 | 1000 | 0 | 1.276 | 1 | 1 | cs | TRUE
35 | MV_600_0_line_35 |  | 31 | 33 | 0.03238 | 0.0515 | 0.029 | 1000 | 0 | 1.276 | 1 | 1 | cs | TRUE
36 | MV_600_0_line_36 |  | 33 | 170 | 0.012341 | 0.0515 | 0.029 | 1000 | 0 | 1.276 | 1 | 1 | cs | TRUE
37 | MV_600_0_line_37 |  | 34 | 35 | 0.005873 | 0.0515 | 0.029 | 1000 | 0 | 1.276 | 1 | 1 | cs | TRUE
38 | MV_600_0_line_38 |  | 34 | 36 | 0.004027 | 0.0515 | 0.029 | 1000 | 0 | 1.276 | 1 | 1 | cs | TRUE
39 | MV_600_0_line_39 |  | 35 | 37 | 0.061453 | 0.0515 | 0.029 | 1000 | 0 | 1.276 | 1 | 1 | cs | TRUE
40 | MV_600_0_line_40 |  | 37 | 38 | 0.025488 | 0.0515 | 0.029 | 1000 | 0 | 1.276 | 1 | 1 | cs | TRUE
41 | MV_600_0_line_41 |  | 38 | 40 | 0.023025 | 0.0515 | 0.029 | 1000 | 0 | 1.276 | 1 | 1 | cs | TRUE
42 | MV_600_0_line_42 |  | 39 | 83 | 0.067488 | 0.0515 | 0.029 | 1000 | 0 | 1.276 | 1 | 1 | cs | TRUE
43 | MV_600_0_line_43 |  | 40 | 63 | 0.043564 | 0.0515 | 0.029 | 1000 | 0 | 1.276 | 1 | 1 | cs | TRUE
44 | MV_600_0_line_44 |  | 41 | 42 | 0.035771 | 0.5939 | 0.372 | 9.5 | 0 | 0.21 | 1 | 1 | ol | TRUE
45 | MV_600_0_line_45 |  | 42 | 43 | 0.29614 | 0.445 | 0.132 | 190 | 0 | 0.22 | 1 | 1 | cs | TRUE
46 | MV_600_0_line_46 |  | 43 | 53 | 0.016521 | 0.5939 | 0.372 | 9.5 | 0 | 0.21 | 1 | 1 | ol | TRUE
47 | MV_600_0_line_47 |  | 43 | 44 | 0.25427 | 0.0515 | 0.029 | 1000 | 0 | 1.276 | 1 | 1 | cs | TRUE
48 | MV_600_0_line_48 |  | 43 | 47 | 0.66704 | 0.445 | 0.132 | 190 | 0 | 0.22 | 1 | 1 | cs | TRUE
49 | MV_600_0_line_49 |  | 43 | 51 | 0.20708 | 0.0515 | 0.029 | 1000 | 0 | 1.276 | 1 | 1 | cs | TRUE
50 | MV_600_0_line_50 |  | 44 | 45 | 0.2872 | 0.445 | 0.132 | 190 | 0 | 0.22 | 1 | 1 | cs | TRUE
51 | MV_600_0_line_51 |  | 44 | 46 | 0.022435 | 0.0515 | 0.029 | 1000 | 0 | 1.276 | 1 | 1 | cs | TRUE
52 | MV_600_0_line_52 |  | 45 | 49 | 0.030017 | 0.445 | 0.132 | 190 | 0 | 0.22 | 1 | 1 | cs | TRUE
53 | MV_600_0_line_53 |  | 45 | 50 | 0.10979 | 0.445 | 0.132 | 190 | 0 | 0.22 | 1 | 1 | cs | TRUE
54 | MV_600_0_line_54 |  | 46 | 54 | 0.059434 | 0.0515 | 0.029 | 1000 | 0 | 1.276 | 1 | 1 | cs | TRUE
55 | MV_600_0_line_55 |  | 47 | 48 | 0.0061131 | 0.445 | 0.132 | 190 | 0 | 0.22 | 1 | 1 | cs | TRUE
56 | MV_600_0_line_56 |  | 50 | 55 | 0.007447 | 0.445 | 0.132 | 190 | 0 | 0.22 | 1 | 1 | cs | TRUE
57 | MV_600_0_line_57 |  | 51 | 52 | 0.038897 | 0.0515 | 0.029 | 1000 | 0 | 1.276 | 1 | 1 | cs | TRUE
58 | MV_600_0_line_58 |  | 52 | 56 | 0.068127 | 0.0515 | 0.029 | 1000 | 0 | 1.276 | 1 | 1 | cs | TRUE
59 | MV_600_0_line_59 |  | 54 | 181 | 0.091488 | 0.0515 | 0.029 | 1000 | 0 | 1.276 | 1 | 1 | cs | TRUE
60 | MV_600_0_line_60 |  | 56 | 158 | 0.10729 | 0.0515 | 0.029 | 1000 | 0 | 1.276 | 1 | 1 | cs | TRUE
61 | MV_600_0_line_61 |  | 57 | 58 | 0.098545 | 0.5939 | 0.372 | 9.5 | 0 | 0.21 | 1 | 1 | ol | TRUE
62 | MV_600_0_line_62 |  | 58 | 59 | 0.83773 | 0.161 | 0.117 | 273 | 0 | 0.362 | 1 | 1 | cs | TRUE
63 | MV_600_0_line_63 |  | 58 | 60 | 0.04991 | 0.306 | 0.35 | 10 | 0 | 0.35 | 1 | 1 | ol | TRUE
64 | MV_600_0_line_64 |  | 59 | 69 | 0.025224 | 0.445 | 0.132 | 190 | 0 | 0.22 | 1 | 1 | cs | TRUE
65 | MV_600_0_line_65 |  | 59 | 64 | 0.38746 | 0.445 | 0.132 | 190 | 0 | 0.22 | 1 | 1 | cs | TRUE
66 | MV_600_0_line_66 |  | 59 | 67 | 0.31135 | 0.445 | 0.132 | 190 | 0 | 0.22 | 1 | 1 | cs | TRUE
67 | MV_600_0_line_67 |  | 60 | 61 | 0.004184 | 0.0515 | 0.029 | 1000 | 0 | 1.276 | 1 | 1 | cs | TRUE
68 | MV_600_0_line_68 |  | 60 | 62 | 0.18416 | 0.0595 | 0.16 | 22 | 0 | 1.29 | 1 | 1 | ol | TRUE
69 | MV_600_0_line_69 |  | 62 | 63 | 0.004882 | 0.0515 | 0.029 | 1000 | 0 | 1.276 | 1 | 1 | cs | TRUE
70 | MV_600_0_line_70 |  | 64 | 65 | 0.10006 | 0.445 | 0.132 | 190 | 0 | 0.22 | 1 | 1 | cs | TRUE
71 | MV_600_0_line_71 |  | 64 | 66 | 0.023617 | 0.445 | 0.132 | 190 | 0 | 0.22 | 1 | 1 | cs | TRUE
72 | MV_600_0_line_72 |  | 65 | 70 | 0.001886 | 0.445 | 0.132 | 190 | 0 | 0.22 | 1 | 1 | cs | TRUE
73 | MV_600_0_line_73 |  | 65 | 71 | 0.17401 | 0.445 | 0.132 | 190 | 0 | 0.22 | 1 | 1 | cs | TRUE
74 | MV_600_0_line_74 |  | 65 | 72 | 0.33129 | 0.445 | 0.132 | 190 | 0 | 0.22 | 1 | 1 | cs | TRUE
75 | MV_600_0_line_75 |  | 66 | 73 | 0.033111 | 0.445 | 0.132 | 190 | 0 | 0.22 | 1 | 1 | cs | TRUE
76 | MV_600_0_line_76 |  | 67 | 68 | 0.053911 | 0.5939 | 0.372 | 9.5 | 0 | 0.21 | 1 | 1 | ol | TRUE
77 | MV_600_0_line_77 |  | 71 | 125 | 0.085582 | 0.445 | 0.132 | 190 | 0 | 0.22 | 1 | 1 | cs | TRUE
78 | MV_600_0_line_78 |  | 71 | 126 | 0.083956 | 0.445 | 0.132 | 190 | 0 | 0.22 | 1 | 1 | cs | TRUE
79 | MV_600_0_line_79 |  | 72 | 128 | 0.0052214 | 0.445 | 0.132 | 190 | 0 | 0.22 | 1 | 1 | cs | TRUE
80 | MV_600_0_line_80 |  | 73 | 168 | 0.004977 | 0.445 | 0.132 | 190 | 0 | 0.22 | 1 | 1 | cs | TRUE
81 | MV_600_0_line_81 |  | 74 | 75 | 0.008021 | 0.445 | 0.132 | 190 | 0 | 0.22 | 1 | 1 | cs | TRUE
82 | MV_600_0_line_82 |  | 75 | 77 | 0.31138 | 0.5939 | 0.372 | 9.5 | 0 | 0.21 | 1 | 1 | ol | TRUE
83 | MV_600_0_line_83 |  | 76 | 77 | 0.022402 | 0.445 | 0.132 | 190 | 0 | 0.22 | 1 | 1 | cs | TRUE
84 | MV_600_0_line_84 |  | 77 | 78 | 0.60069 | 0.445 | 0.132 | 190 | 0 | 0.22 | 1 | 1 | cs | TRUE
85 | MV_600_0_line_85 |  | 78 | 79 | 0.082131 | 0.445 | 0.132 | 190 | 0 | 0.22 | 1 | 1 | cs | TRUE
86 | MV_600_0_line_86 |  | 79 | 80 | 0.13223 | 0.445 | 0.132 | 190 | 0 | 0.22 | 1 | 1 | cs | TRUE
87 | MV_600_0_line_87 |  | 80 | 81 | 0.11888 | 0.445 | 0.132 | 190 | 0 | 0.22 | 1 | 1 | cs | TRUE
88 | MV_600_0_line_88 |  | 81 | 82 | 0.082317 | 0.445 | 0.132 | 190 | 0 | 0.22 | 1 | 1 | cs | TRUE
89 | MV_600_0_line_89 |  | 83 | 84 | 0.32298 | 0.0515 | 0.029 | 1000 | 0 | 1.276 | 1 | 1 | cs | TRUE
90 | MV_600_0_line_90 |  | 84 | 85 | 0.009126 | 0.0515 | 0.029 | 1000 | 0 | 1.276 | 1 | 1 | cs | TRUE
91 | MV_600_0_line_91 |  | 85 | 86 | 0.047026 | 0.0595 | 0.16 | 22 | 0 | 1.29 | 1 | 1 | ol | TRUE
92 | MV_600_0_line_92 |  | 86 | 87 | 0.3547 | 0.0515 | 0.029 | 1000 | 0 | 1.276 | 1 | 1 | cs | TRUE
93 | MV_600_0_line_93 |  | 87 | 88 | 0.049365 | 0.161 | 0.117 | 273 | 0 | 0.362 | 1 | 1 | cs | TRUE
94 | MV_600_0_line_94 |  | 88 | 89 | 0.026818 | 0.5939 | 0.372 | 9.5 | 0 | 0.21 | 1 | 1 | ol | TRUE
95 | MV_600_0_line_95 |  | 88 | 90 | 0.009939 | 0.445 | 0.132 | 190 | 0 | 0.22 | 1 | 1 | cs | TRUE
96 | MV_600_0_line_96 |  | 89 | 91 | 0.25856 | 0.445 | 0.132 | 190 | 0 | 0.22 | 1 | 1 | cs | TRUE
97 | MV_600_0_line_97 |  | 90 | 101 | 0.45176 | 0.445 | 0.132 | 190 | 0 | 0.22 | 1 | 1 | cs | TRUE
98 | MV_600_0_line_98 |  | 91 | 92 | 0.004236 | 0.445 | 0.132 | 190 | 0 | 0.22 | 1 | 1 | cs | TRUE
99 | MV_600_0_line_99 |  | 92 | 93 | 0.040963 | 0.5939 | 0.372 | 9.5 | 0 | 0.21 | 1 | 1 | ol | TRUE
100 | MV_600_0_line_100 |  | 93 | 94 | 0.52011 | 0.445 | 0.132 | 190 | 0 | 0.22 | 1 | 1 | cs | TRUE
101 | MV_600_0_line_101 |  | 94 | 98 | 0.020434 | 0.445 | 0.132 | 190 | 0 | 0.22 | 1 | 1 | cs | TRUE
102 | MV_600_0_line_102 |  | 94 | 95 | 0.027679 | 0.445 | 0.132 | 190 | 0 | 0.22 | 1 | 1 | cs | TRUE
103 | MV_600_0_line_103 |  | 95 | 96 | 0.064839 | 0.445 | 0.132 | 190 | 0 | 0.22 | 1 | 1 | cs | TRUE
104 | MV_600_0_line_104 |  | 95 | 97 | 0.015799 | 0.445 | 0.132 | 190 | 0 | 0.22 | 1 | 1 | cs | TRUE
105 | MV_600_0_line_105 |  | 96 | 102 | 0.032124 | 0.445 | 0.132 | 190 | 0 | 0.22 | 1 | 1 | cs | TRUE
106 | MV_600_0_line_106 |  | 98 | 106 | 0.0083812 | 0.445 | 0.132 | 190 | 0 | 0.22 | 1 | 1 | cs | TRUE
107 | MV_600_0_line_107 |  | 99 | 100 | 0.02432 | 0.445 | 0.132 | 190 | 0 | 0.22 | 1 | 1 | cs | TRUE
108 | MV_600_0_line_108 |  | 99 | 101 | 0.16399 | 0.5939 | 0.372 | 9.5 | 0 | 0.21 | 1 | 1 | ol | TRUE
109 | MV_600_0_line_109 |  | 101 | 111 | 0.093605 | 0.445 | 0.132 | 190 | 0 | 0.22 | 1 | 1 | cs | TRUE
110 | MV_600_0_line_110 |  | 101 | 110 | 0.012111 | 0.445 | 0.132 | 190 | 0 | 0.22 | 1 | 1 | cs | TRUE
111 | MV_600_0_line_111 |  | 103 | 104 | 0.020352 | 0.445 | 0.132 | 190 | 0 | 0.22 | 1 | 1 | cs | TRUE
112 | MV_600_0_line_112 |  | 103 | 105 | 0.23753 | 0.5939 | 0.372 | 9.5 | 0 | 0.21 | 1 | 1 | ol | TRUE
113 | MV_600_0_line_113 |  | 104 | 116 | 0.011375 | 0.445 | 0.132 | 190 | 0 | 0.22 | 1 | 1 | cs | TRUE
114 | MV_600_0_line_114 |  | 105 | 106 | 0.02273 | 0.445 | 0.132 | 190 | 0 | 0.22 | 1 | 1 | cs | TRUE
115 | MV_600_0_line_115 |  | 107 | 108 | 0.070334 | 0.445 | 0.132 | 190 | 0 | 0.22 | 1 | 1 | cs | TRUE
116 | MV_600_0_line_116 |  | 107 | 109 | 0.02758 | 0.445 | 0.132 | 190 | 0 | 0.22 | 1 | 1 | cs | TRUE
117 | MV_600_0_line_117 |  | 108 | 117 | 0.027209 | 0.445 | 0.132 | 190 | 0 | 0.22 | 1 | 1 | cs | TRUE
118 | MV_600_0_line_118 |  | 108 | 111 | 0.152 | 0.5939 | 0.372 | 9.5 | 0 | 0.21 | 1 | 1 | ol | TRUE
119 | MV_600_0_line_119 |  | 108 | 118 | 0.54823 | 0.445 | 0.132 | 190 | 0 | 0.22 | 1 | 1 | cs | TRUE
120 | MV_600_0_line_120 |  | 109 | 119 | 0.0094176 | 0.445 | 0.132 | 190 | 0 | 0.22 | 1 | 1 | cs | TRUE
121 | MV_600_0_line_121 |  | 111 | 120 | 0.019008 | 0.445 | 0.132 | 190 | 0 | 0.22 | 1 | 1 | cs | TRUE
122 | MV_600_0_line_122 |  | 112 | 113 | 0.033709 | 0.445 | 0.132 | 190 | 0 | 0.22 | 1 | 1 | cs | TRUE
123 | MV_600_0_line_123 |  | 113 | 114 | 0.004914 | 0.445 | 0.132 | 190 | 0 | 0.22 | 1 | 1 | cs | TRUE
124 | MV_600_0_line_124 |  | 114 | 115 | 0.015041 | 0.445 | 0.132 | 190 | 0 | 0.22 | 1 | 1 | cs | TRUE
125 | MV_600_0_line_125 |  | 115 | 116 | 0.057189 | 0.445 | 0.132 | 190 | 0 | 0.22 | 1 | 1 | cs | TRUE
126 | MV_600_0_line_126 |  | 116 | 135 | 0.086881 | 0.445 | 0.132 | 190 | 0 | 0.22 | 1 | 1 | cs | TRUE
127 | MV_600_0_line_127 |  | 117 | 137 | 0.080162 | 0.445 | 0.132 | 190 | 0 | 0.22 | 1 | 1 | cs | TRUE
128 | MV_600_0_line_128 |  | 118 | 133 | 0.010593 | 0.445 | 0.132 | 190 | 0 | 0.22 | 1 | 1 | cs | TRUE
129 | MV_600_0_line_129 |  | 121 | 122 | 0.07207 | 0.5939 | 0.372 | 9.5 | 0 | 0.21 | 1 | 1 | ol | TRUE
130 | MV_600_0_line_130 |  | 122 | 123 | 0.18147 | 0.445 | 0.132 | 190 | 0 | 0.22 | 1 | 1 | cs | TRUE
131 | MV_600_0_line_131 |  | 122 | 124 | 0.010672 | 0.445 | 0.132 | 190 | 0 | 0.22 | 1 | 1 | cs | TRUE
132 | MV_600_0_line_132 |  | 122 | 125 | 0.092794 | 0.445 | 0.132 | 190 | 0 | 0.22 | 1 | 1 | cs | TRUE
133 | MV_600_0_line_133 |  | 123 | 131 | 0.044936 | 0.445 | 0.132 | 190 | 0 | 0.22 | 1 | 1 | cs | TRUE
134 | MV_600_0_line_134 |  | 125 | 127 | 0.0061647 | 0.445 | 0.132 | 190 | 0 | 0.22 | 1 | 1 | cs | TRUE
135 | MV_600_0_line_135 |  | 126 | 129 | 0.028935 | 0.445 | 0.132 | 190 | 0 | 0.22 | 1 | 1 | cs | TRUE
136 | MV_600_0_line_136 |  | 126 | 130 | 0.013261 | 0.445 | 0.132 | 190 | 0 | 0.22 | 1 | 1 | cs | TRUE
137 | MV_600_0_line_137 |  | 129 | 132 | 0.035092 | 0.445 | 0.132 | 190 | 0 | 0.22 | 1 | 1 | cs | TRUE
138 | MV_600_0_line_138 |  | 131 | 142 | 0.038923 | 0.445 | 0.132 | 190 | 0 | 0.22 | 1 | 1 | cs | TRUE
139 | MV_600_0_line_139 |  | 134 | 135 | 0.082175 | 0.445 | 0.132 | 190 | 0 | 0.22 | 1 | 1 | cs | TRUE
140 | MV_600_0_line_140 |  | 134 | 136 | 0.046821 | 0.445 | 0.132 | 190 | 0 | 0.22 | 1 | 1 | cs | TRUE
141 | MV_600_0_line_141 |  | 135 | 138 | 0.0076027 | 0.445 | 0.132 | 190 | 0 | 0.22 | 1 | 1 | cs | TRUE
142 | MV_600_0_line_142 |  | 139 | 140 | 0.007507 | 0.445 | 0.132 | 190 | 0 | 0.22 | 1 | 1 | cs | TRUE
143 | MV_600_0_line_143 |  | 139 | 141 | 0.64573 | 0.445 | 0.132 | 190 | 0 | 0.22 | 1 | 1 | cs | TRUE
144 | MV_600_0_line_144 |  | 140 | 167 | 0.00563 | 0.445 | 0.132 | 190 | 0 | 0.22 | 1 | 1 | cs | TRUE
145 | MV_600_0_line_145 |  | 141 | 142 | 0.61275 | 0.445 | 0.132 | 190 | 0 | 0.22 | 1 | 1 | cs | TRUE
146 | MV_600_0_line_146 |  | 141 | 143 | 0.048515 | 0.445 | 0.132 | 190 | 0 | 0.22 | 1 | 1 | cs | TRUE
147 | MV_600_0_line_147 |  | 142 | 144 | 0.12075 | 0.445 | 0.132 | 190 | 0 | 0.22 | 1 | 1 | cs | TRUE
148 | MV_600_0_line_148 |  | 144 | 145 | 0.046189 | 0.445 | 0.132 | 190 | 0 | 0.22 | 1 | 1 | cs | TRUE
149 | MV_600_0_line_149 |  | 146 | 147 | 0.004133 | 0.445 | 0.132 | 190 | 0 | 0.22 | 1 | 1 | cs | TRUE
150 | MV_600_0_line_150 |  | 147 | 148 | 0.4641 | 0.445 | 0.132 | 190 | 0 | 0.22 | 1 | 1 | cs | TRUE
151 | MV_600_0_line_151 |  | 147 | 149 | 1.4036 | 0.5939 | 0.372 | 9.5 | 0 | 0.21 | 1 | 1 | ol | TRUE
152 | MV_600_0_line_152 |  | 148 | 153 | 0.22861 | 0.445 | 0.132 | 190 | 0 | 0.22 | 1 | 1 | cs | TRUE
153 | MV_600_0_line_153 |  | 148 | 154 | 0.076262 | 0.5939 | 0.372 | 9.5 | 0 | 0.21 | 1 | 1 | ol | TRUE
154 | MV_600_0_line_154 |  | 150 | 151 | 0.024402 | 0.445 | 0.132 | 190 | 0 | 0.22 | 1 | 1 | cs | TRUE
155 | MV_600_0_line_155 |  | 150 | 152 | 0.25032 | 0.445 | 0.132 | 190 | 0 | 0.22 | 1 | 1 | cs | TRUE
156 | MV_600_0_line_156 |  | 151 | 153 | 0.3884 | 0.5939 | 0.372 | 9.5 | 0 | 0.21 | 1 | 1 | ol | TRUE
157 | MV_600_0_line_157 |  | 152 | 159 | 0.21222 | 0.445 | 0.132 | 190 | 0 | 0.22 | 1 | 1 | cs | TRUE
158 | MV_600_0_line_158 |  | 152 | 158 | 0.13849 | 0.161 | 0.117 | 273 | 0 | 0.362 | 1 | 1 | cs | TRUE
159 | MV_600_0_line_159 |  | 152 | 160 | 0.45778 | 0.445 | 0.132 | 190 | 0 | 0.22 | 1 | 1 | cs | TRUE
160 | MV_600_0_line_160 |  | 152 | 161 | 0.077762 | 0.5939 | 0.372 | 9.5 | 0 | 0.21 | 1 | 1 | ol | TRUE
161 | MV_600_0_line_161 |  | 153 | 155 | 0.0224 | 0.445 | 0.132 | 190 | 0 | 0.22 | 1 | 1 | cs | TRUE
162 | MV_600_0_line_162 |  | 156 | 157 | 0.019035 | 0.445 | 0.132 | 190 | 0 | 0.22 | 1 | 1 | cs | TRUE
163 | MV_600_0_line_163 |  | 157 | 158 | 0.27585 | 0.445 | 0.132 | 190 | 0 | 0.22 | 1 | 1 | cs | TRUE
164 | MV_600_0_line_164 |  | 158 | 162 | 0.041767 | 0.5939 | 0.372 | 9.5 | 0 | 0.21 | 1 | 1 | ol | TRUE
165 | MV_600_0_line_165 |  | 159 | 163 | 0.22067 | 0.445 | 0.132 | 190 | 0 | 0.22 | 1 | 1 | cs | TRUE
166 | MV_600_0_line_166 |  | 159 | 164 | 0.01665 | 0.445 | 0.132 | 190 | 0 | 0.22 | 1 | 1 | cs | TRUE
167 | MV_600_0_line_167 |  | 160 | 166 | 0.015765 | 0.445 | 0.132 | 190 | 0 | 0.22 | 1 | 1 | cs | TRUE
168 | MV_600_0_line_168 |  | 163 | 165 | 0.063748 | 0.445 | 0.132 | 190 | 0 | 0.22 | 1 | 1 | cs | TRUE
169 | MV_600_0_line_169 |  | 167 | 173 | 0.35774 | 0.445 | 0.132 | 190 | 0 | 0.22 | 1 | 1 | cs | TRUE
170 | MV_600_0_line_170 |  | 168 | 169 | 0.020613 | 0.445 | 0.132 | 190 | 0 | 0.22 | 1 | 1 | cs | TRUE
171 | MV_600_0_line_171 |  | 170 | 180 | 0.018859 | 0.0515 | 0.029 | 1000 | 0 | 1.276 | 1 | 1 | cs | TRUE
172 | MV_600_0_line_172 |  | 171 | 172 | 0.017777 | 0.445 | 0.132 | 190 | 0 | 0.22 | 1 | 1 | cs | TRUE
173 | MV_600_0_line_173 |  | 172 | 173 | 0.25403 | 0.445 | 0.132 | 190 | 0 | 0.22 | 1 | 1 | cs | TRUE
174 | MV_600_0_line_174 |  | 173 | 174 | 0.062895 | 0.445 | 0.132 | 190 | 0 | 0.22 | 1 | 1 | cs | TRUE
175 | MV_600_0_line_175 |  | 175 | 176 | 0.018631 | 0.445 | 0.132 | 190 | 0 | 0.22 | 1 | 1 | cs | TRUE
176 | MV_600_0_line_176 |  | 176 | 177 | 0.028208 | 0.445 | 0.132 | 190 | 0 | 0.22 | 1 | 1 | cs | TRUE
177 | MV_600_0_line_177 |  | 177 | 178 | 0.027421 | 0.445 | 0.132 | 190 | 0 | 0.22 | 1 | 1 | cs | TRUE
178 | MV_600_0_line_178 |  | 178 | 179 | 0.058214 | 0.445 | 0.132 | 190 | 0 | 0.22 | 1 | 1 | cs | TRUE
179 | MV_600_0_line_179 |  | 179 | 181 | 0.013451 | 0.445 | 0.132 | 190 | 0 | 0.22 | 1 | 1 | cs | TRUE
180 | MV_600_0_line_180 |  | 180 | 181 | 0.029542 | 0.0515 | 0.029 | 1000 | 0 | 1.276 | 1 | 1 | cs | TRUE

## trafo
| name | std_type | hv_bus | lv_bus | sn_mva | vn_hv_kv | vn_lv_kv | vk_percent | vkr_percent | pfe_kw | i0_percent | shift_degree | tap_side | tap_neutral | tap_min | tap_max | tap_step_percent | tap_step_degree | tap_pos | tap_phase_shifter | parallel | df | in_service
0 | MV_600_0_trafo_173 | 25 MVA 110/20 kV | 182 | 5 | 25 | 110 | 20 | 12 | 0.41 | 14 | 0.07 | 150 | hv | 0 | -9 | 9 | 1.5 | 0 | 0 | FALSE | 1 | 1 | TRUE

## bus_geodata
| x | y | coords
0 | 2599478.162 | 1197939.0763
1 | 2599498.3795 | 1197914.1824
2 | 2599179.1932 | 1198013.4301
3 | 2599664.9589 | 1197850.6682
4 | 2598756.3787 | 1198948.53
5 | 2598742.9156 | 1198941.1513
6 | 2598794.7318 | 1198991.7337
7 | 2599086.1666 | 1197920.8509
8 | 2599650.1154 | 1197833.7602
9 | 2599595.1688 | 1197620.7064
10 | 2599732.7984 | 1197752.3115
11 | 2599572.7459 | 1197591.6594
12 | 2599665.2653 | 1197653.7188
13 | 2599771.211 | 1197756.6007
14 | 2599668.7997 | 1197664.9579
15 | 2599613.4456 | 1197214.8888
16 | 2598551.5054 | 1198689.429
17 | 2598527.0968 | 1198700.1188
18 | 2598410.7002 | 1198763.873
19 | 2598341.2407 | 1198779.8902
20 | 2598515.8549 | 1198337.2167
21 | 2598424.1685 | 1198789.5146
22 | 2598331.8329 | 1198765.0294
23 | 2598177.7068 | 1198956.979
24 | 2598595.2703 | 1198281.7002
25 | 2598525.275 | 1198351.4539
26 | 2598440.5404 | 1198820.684
27 | 2598155.8344 | 1198940.944
28 | 2598289.6578 | 1199070.4274
29 | 2598235.1965 | 1198501.6843
30 | 2598114.8392 | 1198959.0448
31 | 2598510.3934 | 1198097.8015
32 | 2598573.2478 | 1198249.3218
33 | 2598527.6548 | 1198070.4787
34 | 2598502.6058 | 1198918.3307
35 | 2598505.2721 | 1198923.5662
36 | 2598500.8232 | 1198914.7182
37 | 2598537.4973 | 1198964.4019
38 | 2598548.8022 | 1198987.2556
39 | 2598225.7943 | 1199073.404
40 | 2598559.246 | 1199007.7862
41 | 2598875.2453 | 1198178.0823
42 | 2598856.5217 | 1198147.6031
43 | 2598878.0213 | 1197970.3264
44 | 2598708.817 | 1197959.7348
45 | 2598625.3348 | 1197753.0664
46 | 2598689.6675 | 1197971.5121
47 | 2598796.9163 | 1197634.2529
48 | 2598791.8205 | 1197637.6297
49 | 2598650.6524 | 1197736.8295
50 | 2598665.0793 | 1197717.9382
51 | 2598933.2576 | 1197828.0398
52 | 2598967.7061 | 1197809.7902
53 | 2598870.7213 | 1197985.1469
54 | 2598638.3561 | 1198001.7515
55 | 2598669.2616 | 1197724.1072
56 | 2599028.0297 | 1197777.8068
57 | 2598752.0675 | 1199147.0594
58 | 2598801.1804 | 1199061.6253
59 | 2599028.8759 | 1199351.503
60 | 2598760.1815 | 1199033.1633
61 | 2598761.8557 | 1199029.3276
62 | 2598576.2565 | 1199042.5561
63 | 2598571.8486 | 1199044.6805
64 | 2599103.7719 | 1199462.183
65 | 2599093.4167 | 1199548.1529
66 | 2599080.2788 | 1199459.7709
67 | 2598911.1042 | 1199274.9059
68 | 2598950.6419 | 1199238.2565
69 | 2599026.5734 | 1199376.6168
70 | 2599095.145 | 1199548.9197
71 | 2599034.2494 | 1199692.4958
72 | 2598881.7458 | 1199539.1532
73 | 2599047.3413 | 1199456.3893
74 | 2599795.6875 | 1197273.4421
75 | 2599803.7072 | 1197272.8192
76 | 2599991.3176 | 1197537.0211
77 | 2599969.1863 | 1197536.5878
78 | 2600142.7609 | 1197169.1918
79 | 2600216.4012 | 1197205.2567
80 | 2600327.7904 | 1197138.9696
81 | 2600414.71 | 1197219.4612
82 | 2600362.7814 | 1197255.5555
83 | 2598209.3385 | 1199138.7107
84 | 2598038.1737 | 1199157.421
85 | 2598029.0674 | 1199156.5014
86 | 2598024.6219 | 1199203.3169
87 | 2598207.2996 | 1199241.3329
88 | 2598202.5641 | 1199290.4607
89 | 2598175.8855 | 1199287.7343
90 | 2598212.0817 | 1199292.8034
91 | 2597938.7138 | 1199299.6207
92 | 2597936.3092 | 1199303.1123
93 | 2597970.2658 | 1199326.0237
94 | 2597923.1162 | 1199708.123
95 | 2597919.5162 | 1199731.8258
96 | 2597921.7778 | 1199796.5931
97 | 2597903.7266 | 1199732.3758
98 | 2597943.54 | 1199707.4788
99 | 2598326.3338 | 1199514.1542
100 | 2598301.9871 | 1199515.6177
101 | 2598448.5114 | 1199404.7611
102 | 2597889.5757 | 1199797.6053
103 | 2598207.8596 | 1199736.759
104 | 2598222.3724 | 1199750.4232
105 | 2597971.2504 | 1199715.8168
106 | 2597951.917 | 1199707.2103
107 | 2598437.9966 | 1199596.5445
108 | 2598490.9008 | 1199599.3206
109 | 2598417.6845 | 1199614.8255
110 | 2598460.1282 | 1199401.8608
111 | 2598483.293 | 1199447.508
112 | 2598248.089 | 1199676.4423
113 | 2598273.7439 | 1199698.3907
114 | 2598277.4828 | 1199701.5913
115 | 2598267.6691 | 1199712.9894
116 | 2598230.3373 | 1199756.3128
117 | 2598473.0554 | 1199619.8601
118 | 2598764.6478 | 1199610.427
119 | 2598411.5334 | 1199621.9567
120 | 2598502.3336 | 1199446.5691
121 | 2598940.0625 | 1199657.9166
122 | 2598922.231 | 1199727.7464
123 | 2598891.3322 | 1199776.9454
124 | 2598928.9793 | 1199736.0137
125 | 2598993.7981 | 1199757.6713
126 | 2599094.884 | 1199721.39
127 | 2598994.8041 | 1199763.6743
128 | 2598878.2444 | 1199543.0266
129 | 2599092.9159 | 1199743.5244
130 | 2599106.3197 | 1199714.6998
131 | 2598926.1127 | 1199802.3856
132 | 2599064.843 | 1199764.6848
133 | 2598774.4087 | 1199614.5271
134 | 2598294.7247 | 1199824.4187
135 | 2598275.1959 | 1199767.2828
136 | 2598325.7053 | 1199789.4557
137 | 2598420.4801 | 1199680.3727
138 | 2598280.2412 | 1199761.5955
139 | 2598560.7282 | 1200170.0753
140 | 2598555.1546 | 1200165.0296
141 | 2598574.0654 | 1199989.3861
142 | 2598914.2895 | 1199839.0965
143 | 2598528.9816 | 1199971.4639
144 | 2598984.7024 | 1199850.4004
145 | 2599018.1775 | 1199851.4707
146 | 2599360.126 | 1196841.9597
147 | 2599362.8524 | 1196838.8466
148 | 2599484.0074 | 1197042.6307
149 | 2599903.3908 | 1195543.5306
150 | 2599332.7196 | 1197503.882
151 | 2599356.4968 | 1197509.6599
152 | 2599180.9636 | 1197630.2256
153 | 2599574.6315 | 1197188.3
154 | 2599520.0114 | 1196975.4027
155 | 2599593.1627 | 1197200.9608
156 | 2599342.5261 | 1197793.4017
157 | 2599358.5401 | 1197783.2166
158 | 2599122.8262 | 1197727.5642
159 | 2599026.9287 | 1197622.8466
160 | 2599011.2669 | 1197428.5792
161 | 2599250.0879 | 1197665.8457
162 | 2599142.1068 | 1197764.6142
163 | 2598881.2743 | 1197556.9276
164 | 2599018.0666 | 1197636.9557
165 | 2598827.8193 | 1197591.8905
166 | 2599003.5848 | 1197441.4319
167 | 2598556.9498 | 1200159.7374
168 | 2599047.881 | 1199451.4421
169 | 2599049.9939 | 1199430.9419
170 | 2598532.7365 | 1198059.2321
171 | 2598449.22 | 1200181.2423
172 | 2598463.3489 | 1200192.0125
173 | 2598273.2173 | 1200173.8793
174 | 2598326.0771 | 1200207.961
175 | 2598544.0549 | 1197887.5844
176 | 2598553.3841 | 1197903.5423
177 | 2598552.7736 | 1197928.5002
178 | 2598550.3741 | 1197955.4374
179 | 2598539.4153 | 1198012.604
180 | 2598540.5018 | 1198042.046
181 | 2598552.6662 | 1198015.1242
182 | 2598742.9156 | 1198941.1513

## line_std_types
| c_nf_per_km | r_ohm_per_km | x_ohm_per_km | max_i_ka | type | q_mm2 | alpha | voltage_rating
NAYY 4x50 SE | 210 | 0.642 | 0.083 | 0.142 | cs | 50 | 0.00403 | LV
NAYY 4x120 SE | 264 | 0.225 | 0.08 | 0.242 | cs | 120 | 0.00403 | LV
NAYY 4x150 SE | 261 | 0.208 | 0.08 | 0.27 | cs | 150 | 0.00403 | LV
NA2XS2Y 1x95 RM/25 12/20 kV | 216 | 0.313 | 0.132 | 0.252 | cs | 95 | 0.00403 | MV
NA2XS2Y 1x185 RM/25 12/20 kV | 273 | 0.161 | 0.117 | 0.362 | cs | 185 | 0.00403 | MV
NA2XS2Y 1x240 RM/25 12/20 kV | 304 | 0.122 | 0.112 | 0.421 | cs | 240 | 0.00403 | MV
NA2XS2Y 1x95 RM/25 6/10 kV | 315 | 0.313 | 0.123 | 0.249 | cs | 95 | 0.00403 | MV
NA2XS2Y 1x185 RM/25 6/10 kV | 406 | 0.161 | 0.11 | 0.358 | cs | 185 | 0.00403 | MV
NA2XS2Y 1x240 RM/25 6/10 kV | 456 | 0.122 | 0.105 | 0.416 | cs | 240 | 0.00403 | MV
NA2XS2Y 1x150 RM/25 12/20 kV | 250 | 0.206 | 0.116 | 0.319 | cs | 150 | 0.00403 | MV
NA2XS2Y 1x120 RM/25 12/20 kV | 230 | 0.253 | 0.119 | 0.283 | cs | 120 | 0.00403 | MV
NA2XS2Y 1x70 RM/25 12/20 kV | 190 | 0.443 | 0.132 | 0.22 | cs | 70 | 0.00403 | MV
NA2XS2Y 1x150 RM/25 6/10 kV | 360 | 0.206 | 0.11 | 0.315 | cs | 150 | 0.00403 | MV
NA2XS2Y 1x120 RM/25 6/10 kV | 340 | 0.253 | 0.113 | 0.28 | cs | 120 | 0.00403 | MV
NA2XS2Y 1x70 RM/25 6/10 kV | 280 | 0.443 | 0.123 | 0.217 | cs | 70 | 0.00403 | MV
N2XS(FL)2Y 1x120 RM/35 64/110 kV | 112 | 0.153 | 0.166 | 0.366 | cs | 120 | 0.00393 | HV
N2XS(FL)2Y 1x185 RM/35 64/110 kV | 125 | 0.099 | 0.156 | 0.457 | cs | 185 | 0.00393 | HV
N2XS(FL)2Y 1x240 RM/35 64/110 kV | 135 | 0.075 | 0.149 | 0.526 | cs | 240 | 0.00393 | HV
N2XS(FL)2Y 1x300 RM/35 64/110 kV | 144 | 0.06 | 0.144 | 0.588 | cs | 300 | 0.00393 | HV
15-AL1/3-ST1A 0.4 | 11 | 1.8769 | 0.35 | 0.105 | ol | 16 | 0.00403 | LV
24-AL1/4-ST1A 0.4 | 11.25 | 1.2012 | 0.335 | 0.14 | ol | 24 | 0.00403 | LV
48-AL1/8-ST1A 0.4 | 12.2 | 0.5939 | 0.3 | 0.21 | ol | 48 | 0.00403 | LV
94-AL1/15-ST1A 0.4 | 13.2 | 0.306 | 0.29 | 0.35 | ol | 94 | 0.00403 | LV
34-AL1/6-ST1A 10.0 | 9.7 | 0.8342 | 0.36 | 0.17 | ol | 34 | 0.00403 | MV
48-AL1/8-ST1A 10.0 | 10.1 | 0.5939 | 0.35 | 0.21 | ol | 48 | 0.00403 | MV
70-AL1/11-ST1A 10.0 | 10.4 | 0.4132 | 0.339 | 0.29 | ol | 70 | 0.00403 | MV
94-AL1/15-ST1A 10.0 | 10.75 | 0.306 | 0.33 | 0.35 | ol | 94 | 0.00403 | MV
122-AL1/20-ST1A 10.0 | 11.1 | 0.2376 | 0.323 | 0.41 | ol | 122 | 0.00403 | MV
149-AL1/24-ST1A 10.0 | 11.25 | 0.194 | 0.315 | 0.47 | ol | 149 | 0.00403 | MV
34-AL1/6-ST1A 20.0 | 9.15 | 0.8342 | 0.382 | 0.17 | ol | 34 | 0.00403 | MV
48-AL1/8-ST1A 20.0 | 9.5 | 0.5939 | 0.372 | 0.21 | ol | 48 | 0.00403 | MV
70-AL1/11-ST1A 20.0 | 9.7 | 0.4132 | 0.36 | 0.29 | ol | 70 | 0.00403 | MV
94-AL1/15-ST1A 20.0 | 10 | 0.306 | 0.35 | 0.35 | ol | 94 | 0.00403 | MV
122-AL1/20-ST1A 20.0 | 10.3 | 0.2376 | 0.344 | 0.41 | ol | 122 | 0.00403 | MV
149-AL1/24-ST1A 20.0 | 10.5 | 0.194 | 0.337 | 0.47 | ol | 149 | 0.00403 | MV
184-AL1/30-ST1A 20.0 | 10.75 | 0.1571 | 0.33 | 0.535 | ol | 184 | 0.00403 | MV
243-AL1/39-ST1A 20.0 | 11 | 0.1188 | 0.32 | 0.645 | ol | 243 | 0.00403 | MV
48-AL1/8-ST1A 110.0 | 8 | 0.5939 | 0.46 | 0.21 | ol | 48 | 0.00403 | HV
70-AL1/11-ST1A 110.0 | 8.4 | 0.4132 | 0.45 | 0.29 | ol | 70 | 0.00403 | HV
94-AL1/15-ST1A 110.0 | 8.65 | 0.306 | 0.44 | 0.35 | ol | 94 | 0.00403 | HV
122-AL1/20-ST1A 110.0 | 8.5 | 0.2376 | 0.43 | 0.41 | ol | 122 | 0.00403 | HV
149-AL1/24-ST1A 110.0 | 8.75 | 0.194 | 0.41 | 0.47 | ol | 149 | 0.00403 | HV
184-AL1/30-ST1A 110.0 | 8.8 | 0.1571 | 0.4 | 0.535 | ol | 184 | 0.00403 | HV
243-AL1/39-ST1A 110.0 | 9 | 0.1188 | 0.39 | 0.645 | ol | 243 | 0.00403 | HV
305-AL1/39-ST1A 110.0 | 9.2 | 0.0949 | 0.38 | 0.74 | ol | 305 | 0.00403 | HV
490-AL1/64-ST1A 110.0 | 9.75 | 0.059 | 0.37 | 0.96 | ol | 490 | 0.00403 | HV
679-AL1/86-ST1A 110.0 | 9.95 | 0.042 | 0.36 | 1.15 | ol | 679 | 0.00403 | HV
490-AL1/64-ST1A 220.0 | 10 | 0.059 | 0.285 | 0.96 | ol | 490 | 0.00403 | HV
679-AL1/86-ST1A 220.0 | 11.7 | 0.042 | 0.275 | 1.15 | ol | 679 | 0.00403 | HV
490-AL1/64-ST1A 380.0 | 11 | 0.059 | 0.253 | 0.96 | ol | 490 | 0.00403 | HV
679-AL1/86-ST1A 380.0 | 14.6 | 0.042 | 0.25 | 1.15 | ol | 679 | 0.00403 | HV

## trafo_std_types
| i0_percent | pfe_kw | vkr_percent | sn_mva | vn_lv_kv | vn_hv_kv | vk_percent | shift_degree | vector_group | tap_side | tap_neutral | tap_min | tap_max | tap_step_degree | tap_step_percent | tap_phase_shifter
160 MVA 380/110 kV | 0.06 | 60 | 0.25 | 160 | 110 | 380 | 12.2 | 0 | Yy0 | hv | 0 | -9 | 9 | 0 | 1.5 | FALSE
100 MVA 220/110 kV | 0.06 | 55 | 0.26 | 100 | 110 | 220 | 12 | 0 | Yy0 | hv | 0 | -9 | 9 | 0 | 1.5 | FALSE
63 MVA 110/20 kV | 0.04 | 22 | 0.32 | 63 | 20 | 110 | 18 | 150 | YNd5 | hv | 0 | -9 | 9 | 0 | 1.5 | FALSE
40 MVA 110/20 kV | 0.05 | 18 | 0.34 | 40 | 20 | 110 | 16.2 | 150 | YNd5 | hv | 0 | -9 | 9 | 0 | 1.5 | FALSE
25 MVA 110/20 kV | 0.07 | 14 | 0.41 | 25 | 20 | 110 | 12 | 150 | YNd5 | hv | 0 | -9 | 9 | 0 | 1.5 | FALSE
63 MVA 110/10 kV | 0.04 | 22 | 0.32 | 63 | 10 | 110 | 18 | 150 | YNd5 | hv | 0 | -9 | 9 | 0 | 1.5 | FALSE
40 MVA 110/10 kV | 0.05 | 18 | 0.34 | 40 | 10 | 110 | 16.2 | 150 | YNd5 | hv | 0 | -9 | 9 | 0 | 1.5 | FALSE
25 MVA 110/10 kV | 0.07 | 14 | 0.41 | 25 | 10 | 110 | 12 | 150 | YNd5 | hv | 0 | -9 | 9 | 0 | 1.5 | FALSE
0.25 MVA 20/0.4 kV | 0.32 | 0.8 | 1.44 | 0.25 | 0.4 | 20 | 6 | 150 | Yzn5 | hv | 0 | -2 | 2 | 0 | 2.5 | FALSE
0.4 MVA 20/0.4 kV | 0.3375 | 1.35 | 1.425 | 0.4 | 0.4 | 20 | 6 | 150 | Dyn5 | hv | 0 | -2 | 2 | 0 | 2.5 | FALSE
0.63 MVA 20/0.4 kV | 0.2619 | 1.65 | 1.206 | 0.63 | 0.4 | 20 | 6 | 150 | Dyn5 | hv | 0 | -2 | 2 | 0 | 2.5 | FALSE
0.25 MVA 10/0.4 kV | 0.24 | 0.6 | 1.2 | 0.25 | 0.4 | 10 | 4 | 150 | Dyn5 | hv | 0 | -2 | 2 | 0 | 2.5 | FALSE
0.4 MVA 10/0.4 kV | 0.2375 | 0.95 | 1.325 | 0.4 | 0.4 | 10 | 4 | 150 | Dyn5 | hv | 0 | -2 | 2 | 0 | 2.5 | FALSE
0.63 MVA 10/0.4 kV | 0.1873 | 1.18 | 1.0794 | 0.63 | 0.4 | 10 | 4 | 150 | Dyn5 | hv | 0 | -2 | 2 | 0 | 2.5 | FALSE

## trafo3w_std_types
| sn_hv_mva | sn_mv_mva | sn_lv_mva | vn_hv_kv | vn_mv_kv | vn_lv_kv | vk_hv_percent | vk_mv_percent | vk_lv_percent | vkr_hv_percent | vkr_mv_percent | vkr_lv_percent | pfe_kw | i0_percent | shift_mv_degree | shift_lv_degree | vector_group | tap_side | tap_neutral | tap_min | tap_max | tap_step_percent
63/25/38 MVA 110/20/10 kV | 63 | 25 | 38 | 110 | 20 | 10 | 10.4 | 10.4 | 10.4 | 0.28 | 0.32 | 0.35 | 35 | 0.89 | 0 | 0 | YN0yn0yn0 | hv | 0 | -10 | 10 | 1.2
63/25/38 MVA 110/10/10 kV | 63 | 25 | 38 | 110 | 10 | 10 | 10.4 | 10.4 | 10.4 | 0.28 | 0.32 | 0.35 | 35 | 0.89 | 0 | 0 | YN0yn0yn0 | hv | 0 | -10 | 10 | 1.2

## fuse_std_types
| fuse_type | i_rated_a | t_avg | t_min | t_total | x_avg | x_min | x_total
HV 100A | HV 100A | 100 | 0 | [10.0, 3.64, 0.854, 0.281, 0.1, 0.0531, 0.022, 0.01] | [10.0, 4.267, 1.21, 0.403, 0.1, 0.058, 0.022, 0.01] | 0 | [300.0, 350.0, 450.0, 550.0, 700.0, 850.0, 1200.0, 1752.0] | [600.0, 700.0, 900.0, 1150.0, 1665.0, 2000.0, 3000.0, 4313.0]
HV 10A | HV 10A | 10 | 0 | [10.0, 1675.0, 0.344, 0.156, 0.1, 0.0417, 0.0171, 0.01] | [10.0, 1.3, 0.3, 0.155, 0.1, 0.0555, 0.023, 0.01] | 0 | [30.0, 32.0, 35.0, 37.0, 39.0, 50.0, 70.0, 88.0] | [60.0, 70.0, 80.0, 87.0, 94.0, 110.0, 150.0, 216.0]
HV 125A | HV 125A | 125 | 0 | [10.0, 1.82, 0.344, 0.1, 0.0467, 0.0269, 0.01] | [10.0, 2.478, 0.426, 0.1, 0.0427, 0.0211, 0.01] | 0 | [375.0, 500.0, 700.0, 925.0, 1200.0, 1500.0, 2341.0] | [750.0, 1000.0, 1500.0, 2200.0, 3000.0, 4000.0, 5765.0]
HV 160A | HV 160A | 160 | 0 | [10.0, 4.15, 1.03, 0.198, 0.1, 0.051, 0.0172, 0.01] | [10.0, 2.3, 0.734, 0.274, 0.1, 0.046, 0.0177, 0.01] | 0 | [480.0, 550.0, 700.0, 1000.0, 1260.0, 1600.0, 2500.0, 3227.0] | [960.0, 1300.0, 1700.0, 2200.0, 2996.0, 4000.0, 6000.0, 7946.0]
HV 16A | HV 16A | 16 | 0 | [10.0, 0.352, 0.164, 0.1, 0.0649, 0.0342, 0.01] | [10.0, 2.34, 0.722, 0.181, 0.1, 0.055, 0.0296, 0.01] | 0 | [48.0, 60.0, 65.0, 71.0, 80.0, 100.0, 162.0] | [96.0, 110.0, 125.0, 150.0, 168.0, 200.0, 250.0, 398.0]
HV 200A | HV 200A | 200 | 0 | [10.0, 4.267, 1.21, 0.403, 0.1, 0.058, 0.022, 0.01] | [10.0, 3.73, 1.654, 0.328, 0.1, 0.0531, 0.019, 0.01] | 0 | [600.0, 700.0, 900.0, 1150.0, 1665.0, 2000.0, 3000.0, 4313.0] | [1200.0, 1500.0, 1800.0, 2700.0, 3960.0, 5000.0, 7500.0, 10620.0]
HV 20A | HV 20A | 20 | 0 | [10.0, 1.3, 0.3, 0.155, 0.1, 0.0555, 0.023, 0.01] | [10.0, 1.3, 0.161, 0.1, 0.0611, 0.0399, 0.0141, 0.01] | 0 | [60.0, 70.0, 80.0, 87.0, 94.0, 110.0, 150.0, 216.0] | [120.0, 150.0, 200.0, 223.0, 260.0, 300.0, 450.0, 532.0]
HV 25A | HV 25A | 25 | 0 | [10.0, 2.512, 0.833, 0.299, 0.1, 0.0372, 0.0223, 0.01] | [10.0, 3.125, 0.597, 0.198, 0.1, 0.0378, 0.022, 0.01] | 0 | [75.0, 82.0, 90.0, 100.0, 124.0, 170.0, 200.0, 289.0] | [150.0, 170.0, 210.0, 250.0, 294.0, 400.0, 500.0, 711.0]
HV 31.5A | HV 31.5A | 31.5 | 0 | [10.0, 2.34, 0.722, 0.181, 0.1, 0.055, 0.0296, 0.01] | [10.0, 2.84, 0.368, 0.164, 0.1, 0.0621, 0.0378, 0.0195, 0.01] | 0 | [95.0, 110.0, 125.0, 150.0, 165.0, 200.0, 250.0, 390.0] | [189.0, 220.0, 300.0, 350.0, 393.0, 450.0, 530.0, 700.0, 960.0]
HV 40A | HV 40A | 40 | 0 | [10.0, 1.3, 0.161, 0.1, 0.0611, 0.0399, 0.0141, 0.01] | [10.0, 2.05, 0.369, 0.198, 0.1, 0.051, 0.0298, 0.01] | 0 | [120.0, 150.0, 200.0, 223.0, 260.0, 300.0, 450.0, 532.0] | [240.0, 300.0, 400.0, 450.0, 530.0, 650.0, 800.0, 1311.0]
HV 50A | HV 50A | 50 | 0 | [10.0, 3.215, 0.597, 0.198, 0.1, 0.0378, 0.022, 0.01] | [10.0, 3.64, 0.854, 0.281, 0.1, 0.0531, 0.022, 0.01] | 0 | [150.0, 170.0, 210.0, 250.0, 294.0, 400.0, 500.0, 711.0] | [300.0, 350.0, 450.0, 550.0, 700.0, 850.0, 1200.0, 1752.0]
HV 6.3A | HV 6.3A | 6.3 | 0 | [10.0, 1.39, 0.344, 0.168, 0.1, 0.056, 0.0263, 0.01] | [10.0, 1.711, 0.516, 0.198, 0.1, 0.0634, 0.0303, 0.01] | 0 | [19.0, 19.5, 20.4, 20.8, 22.0, 25.0, 32.0, 48.0] | [38.0, 40.0, 43.0, 48.0, 53.0, 60.0, 75.0, 118.0]
HV 63A | HV 63A | 63 | 0 | [10.0, 2.84, 0.368, 0.164, 0.1, 0.0621, 0.0378, 0.0195, 0.01] | [10.0, 1.82, 0.344, 0.1, 0.0467, 0.0269, 0.01] | 0 | [189.0, 220.0, 300.0, 350.0, 393.0, 450.0, 530.0, 700.0, 961.0] | [378.0, 500.0, 700.0, 934.0, 1200.0, 1500.0, 2366.0]
HV 80A | HV 80A | 80 | 0 | [10.0, 2.05, 0.369, 0.198, 0.1, 0.051, 0.0298, 0.01] | [10.0, 4.15, 1.03, 0.198, 0.1, 0.051, 0.0172, 0.01] | 0 | [240.0, 300.0, 400.0, 450.0, 530.0, 650.0, 800.0, 1311.0] | [480.0, 550.0, 700.0, 1000.0, 1260.0, 1600.0, 2500.0, 3227.0]
Siemens NH-1-100 | Siemens NH-1-100 | 100 | [5400.0, 2000.0, 400.0, 20.0, 1.0, 0.2, 0.012, 0.004] | 0 | 0 | [150.0, 190.0, 250.0, 430.0, 900.0, 1250.0, 2700.0, 3600.0] | 0 | 0
Siemens NH-1-125 | Siemens NH-1-125 | 125 | [4800.0, 120.0, 7.0, 0.1, 0.004] | 0 | 0 | [180.0, 400.0, 740.0, 2000.0, 4250.0] | 0 | 0
Siemens NH-1-16 | Siemens NH-1-16 | 16 | [4000.0, 400.0, 2.0, 0.1, 0.04, 0.01] | 0 | 0 | [26.0, 35.0, 75.0, 150.0, 200.0, 300.0] | 0 | 0
Siemens NH-1-160 | Siemens NH-1-160 | 160 | [4800.0, 120.0, 7.0, 0.1, 0.004] | 0 | 0 | [210.0, 500.0, 900.0, 2300.0, 5000.0] | 0 | 0
Siemens NH-1-25 | Siemens NH-1-25 | 25 | [4000.0, 1000.0, 10.0, 0.2, 0.02, 0.01] | 0 | 0 | [40.0, 50.0, 100.0, 210.0, 400.0, 500.0] | 0 | 0
Siemens NH-1-50 | Siemens NH-1-50 | 50 | [4000.0, 40.0, 4.0, 1.0, 0.02, 0.01] | 0 | 0 | [86.0, 200.0, 300.0, 400.0, 1000.0, 1280.0] | 0 | 0
Siemens NH-1-63 | Siemens NH-1-63 | 63 | [4000.0, 100.0, 10.0, 2.0, 0.04, 0.01] | 0 | 0 | [100.0, 200.0, 300.0, 400.0, 1000.0, 1500.0] | 0 | 0
Siemens NH-1-80 | Siemens NH-1-80 | 80 | [4800.0, 120.0, 7.0, 0.1, 0.01] | 0 | 0 | [150.58, 250.0, 450.0, 1150.0, 2470.0] | 0 | 0
Siemens NH-2-1000 | Siemens NH-2-1000 | 1000 | [4800.0, 120.0, 7.0, 0.1, 0.004] | 0 | 0 | [1900.0, 3500.0, 8400.0, 24000.0, 52000.0] | 0 | 0
Siemens NH-2-200 | Siemens NH-2-200 | 200 | [4800.0, 120.0, 7.0, 0.1, 0.004] | 0 | 0 | [280.0, 650.0, 1200.0, 3000.0, 7000.0] | 0 | 0
Siemens NH-2-224 | Siemens NH-2-224 | 224 | [4800.0, 120.0, 7.0, 0.2, 0.04, 0.004] | 0 | 0 | [400.0, 750.0, 1453.0, 3025.0, 4315.0, 7600.0] | 0 | 0
Siemens NH-2-250 | Siemens NH-2-250 | 250 | [4800.0, 120.0, 7.0, 0.1, 0.004] | 0 | 0 | [450.0, 800.0, 1650.0, 4000.0, 8500.0] | 0 | 0
Siemens NH-2-315 | Siemens NH-2-315 | 315 | [4800.0, 120.0, 7.0, 0.1, 0.004] | 0 | 0 | [550.0, 920.0, 1900.0, 5000.0, 11000.0] | 0 | 0
Siemens NH-2-355 | Siemens NH-2-355 | 355 | [4800.0, 120.0, 6.0, 0.1, 0.004] | 0 | 0 | [650.0, 1116.27, 2350.0, 5840.0, 12790.0] | 0 | 0
Siemens NH-2-400 | Siemens NH-2-400 | 400 | [4800.0, 120.0, 7.0, 0.1, 0.004] | 0 | 0 | [720.0, 1350.0, 2800.0, 6500.0, 15000.0] | 0 | 0
Siemens NH-2-425 | Siemens NH-2-425 | 425 | [4800.0, 120.0, 7.0, 0.1, 0.004] | 0 | 0 | [850.0, 1500.0, 3050.0, 7500.0, 16500.0] | 0 | 0
Siemens NH-2-630 | Siemens NH-2-630 | 630 | [4800.0, 120.0, 7.0, 0.1, 0.004] | 0 | 0 | [1200.0, 2000.0, 4800.0, 12000.0, 26000.0] | 0 | 0

## res_bus
| vm_pu | va_degree | p_mw | q_mvar
0 | 0.98769 | -0.0991 | 0.3771 | 0.18264
1 | 0.98771 | -0.099252 | 0 | 0
2 | 0.98753 | -0.097818 | 0 | 0
3 | 0.98838 | -0.10421 | 0 | 0
4 | 0.99989 | -0.0064695 | 0 | 0
5 | 1 | 0 | -22.0635 | -9.8655
6 | 0.99963 | -0.0078245 | 0 | 0
7 | 0.98747 | -0.098188 | 0.22677 | 0.10983
8 | 0.98837 | -0.10412 | 0.3313 | 0.16046
9 | 0.98908 | -0.10943 | 0 | 0
10 | 0.98819 | -0.1027 | 0 | 0
11 | 0.98914 | -0.10986 | 0.2876 | 0.13929
12 | 0.98814 | -0.10227 | 0 | 0
13 | 0.98818 | -0.10279 | 0.18545 | 0.089818
14 | 0.98814 | -0.10224 | 0.17452 | 0.084523
15 | 0.99029 | -0.1004 | 0 | 0
16 | 0.99734 | -0.072769 | 0.30997 | 0.15013
17 | 0.99735 | -0.072867 | 0 | 0
18 | 0.99744 | -0.073692 | 0 | 0
19 | 0.99736 | -0.074107 | 0 | 0
20 | 0.99657 | -0.078765 | 0 | 0
21 | 0.99752 | -0.073284 | 0.11176 | 0.054126
22 | 0.99735 | -0.074025 | 0.3892 | 0.1885
23 | 0.99685 | -0.10367 | 0 | 0
24 | 0.9964 | -0.079669 | 0 | 0
25 | 0.99656 | -0.078722 | 0.20931 | 0.10137
26 | 0.99761 | -0.072784 | 0 | 0
27 | 0.99682 | -0.10343 | 0.27445 | 0.13292
28 | 0.99664 | -0.10474 | 0 | 0
29 | 0.99653 | -0.10529 | 0.34032 | 0.16482
30 | 0.99682 | -0.10336 | 0.13604 | 0.065887
31 | 0.99593 | -0.082254 | 0 | 0
32 | 0.99638 | -0.079788 | 0.25039 | 0.12127
33 | 0.99589 | -0.082483 | 0.075715 | 0.036671
34 | 0.998 | -0.0706 | 0.34113 | 0.16522
35 | 0.99802 | -0.070515 | 0 | 0
36 | 0.99799 | -0.070658 | 0 | 0
37 | 0.99818 | -0.069619 | 0 | 0
38 | 0.99824 | -0.069247 | 0.23922 | 0.11586
39 | 0.99658 | -0.10503 | 0.24202 | 0.11722
40 | 0.9983 | -0.068907 | 0 | 0
41 | 0.99523 | -0.084519 | 0.28492 | 0.13799
42 | 0.99525 | -0.084394 | 0 | 0
43 | 0.99536 | -0.085346 | 0 | 0
44 | 0.99562 | -0.083959 | 0 | 0
45 | 0.99545 | -0.082547 | 0 | 0
46 | 0.99564 | -0.083826 | 0.34227 | 0.16577
47 | 0.99527 | -0.084776 | 0 | 0
48 | 0.99527 | -0.084767 | 0.11355 | 0.054995
49 | 0.99545 | -0.082507 | 0.1128 | 0.054632
50 | 0.99541 | -0.082118 | 0 | 0
51 | 0.99517 | -0.086323 | 0 | 0
52 | 0.99514 | -0.086503 | 0.24296 | 0.11767
53 | 0.99536 | -0.085385 | 0.19667 | 0.095254
54 | 0.99571 | -0.083461 | 0 | 0
55 | 0.99541 | -0.082088 | 0.33122 | 0.16042
56 | 0.99508 | -0.086804 | 0 | 0
57 | 0.99907 | -0.016958 | 0.36089 | 0.17479
58 | 0.99914 | -0.016527 | 0 | 0
59 | 0.997 | -0.041143 | 0 | 0
60 | 0.99944 | -0.0088429 | 0 | 0
61 | 0.99946 | -0.0087644 | 0.11175 | 0.054122
62 | 0.99843 | -0.06819 | 0.29543 | 0.14308
63 | 0.99842 | -0.068262 | 0 | 0
64 | 0.99504 | -0.024799 | 0 | 0
65 | 0.99456 | -0.020698 | 0 | 0
66 | 0.99504 | -0.024759 | 0.074917 | 0.036284
67 | 0.99684 | -0.03971 | 0 | 0
68 | 0.9968 | -0.039974 | 0.40237 | 0.19488
69 | 0.99699 | -0.041031 | 0.37035 | 0.17937
70 | 0.99456 | -0.020694 | 0.18631 | 0.090232
71 | 0.99377 | -0.013973 | 0 | 0
72 | 0.99453 | -0.0205 | 0 | 0
73 | 0.99504 | -0.024732 | 0 | 0
74 | 0.98999 | -0.097877 | 0 | 0
75 | 0.98998 | -0.097775 | 0.3981 | 0.19281
76 | 0.98951 | -0.10127 | 0.39956 | 0.19351
77 | 0.98952 | -0.10138 | 0 | 0
78 | 0.98924 | -0.099346 | 0 | 0
79 | 0.9892 | -0.099025 | 0.20754 | 0.10052
80 | 0.98918 | -0.098822 | 0 | 0
81 | 0.98915 | -0.098618 | 0 | 0
82 | 0.98914 | -0.098463 | 0.15848 | 0.076755
83 | 0.99652 | -0.10532 | 0 | 0
84 | 0.99624 | -0.10666 | 0 | 0
85 | 0.99623 | -0.1067 | 0.35317 | 0.17105
86 | 0.99615 | -0.11124 | 0 | 0
87 | 0.99586 | -0.11252 | 0 | 0
88 | 0.99572 | -0.11401 | 0.38584 | 0.18687
89 | 0.9956 | -0.11485 | 0 | 0
90 | 0.99569 | -0.11375 | 0 | 0
91 | 0.99483 | -0.10799 | 0 | 0
92 | 0.99481 | -0.10788 | 0.26124 | 0.12652
93 | 0.99465 | -0.10902 | 0 | 0
94 | 0.99326 | -0.096522 | 0 | 0
95 | 0.99324 | -0.096365 | 0 | 0
96 | 0.99321 | -0.096082 | 0 | 0
97 | 0.99324 | -0.096344 | 0.11429 | 0.055354
98 | 0.99322 | -0.096137 | 0.26583 | 0.12875
99 | 0.99425 | -0.10273 | 0 | 0
100 | 0.99424 | -0.10262 | 0.36919 | 0.17881
101 | 0.99437 | -0.10198 | 0 | 0
102 | 0.9932 | -0.09594 | 0.36803 | 0.17825
103 | 0.99266 | -0.09906 | 0.24934 | 0.12076
104 | 0.99264 | -0.098861 | 0 | 0
105 | 0.99317 | -0.095678 | 0.13803 | 0.066851
106 | 0.9932 | -0.096006 | 0.1012 | 0.049012
107 | 0.9937 | -0.10257 | 0 | 0
108 | 0.99376 | -0.10311 | 0 | 0
109 | 0.99368 | -0.10236 | 0.22892 | 0.11087
110 | 0.99436 | -0.10194 | 0.31048 | 0.15037
111 | 0.99417 | -0.10026 | 0 | 0
112 | 0.99255 | -0.098013 | 0.41419 | 0.2006
113 | 0.99257 | -0.098182 | 0 | 0
114 | 0.99257 | -0.098206 | 0 | 0
115 | 0.99258 | -0.098281 | 0.2706 | 0.13106
116 | 0.99263 | -0.098749 | 0 | 0
117 | 0.99375 | -0.10298 | 0.1651 | 0.079961
118 | 0.99352 | -0.10105 | 0 | 0
119 | 0.99368 | -0.10231 | 0.41385 | 0.20043
120 | 0.99417 | -0.10021 | 0.21961 | 0.10636
121 | 0.99322 | -0.010012 | 0.2396 | 0.11605
122 | 0.99326 | -0.0097997 | 0 | 0
123 | 0.99284 | -0.006474 | 0 | 0
124 | 0.99325 | -0.0097848 | 0.11598 | 0.05617
125 | 0.99351 | -0.011878 | 0 | 0
126 | 0.99364 | -0.01276 | 0 | 0
127 | 0.99351 | -0.011864 | 0.18559 | 0.089888
128 | 0.99453 | -0.020495 | 0.071047 | 0.034409
129 | 0.99363 | -0.012668 | 0 | 0
130 | 0.99362 | -0.012609 | 0.93968 | 0.45511
131 | 0.99274 | -0.0056423 | 0.080829 | 0.039147
132 | 0.99362 | -0.012554 | 0.2686 | 0.13009
133 | 0.99352 | -0.10101 | 0.34575 | 0.16745
134 | 0.9926 | -0.098517 | 0 | 0
135 | 0.99261 | -0.098598 | 0 | 0
136 | 0.99259 | -0.098466 | 0.092399 | 0.044751
137 | 0.99372 | -0.10274 | 0.2483 | 0.12026
138 | 0.99261 | -0.098591 | 0.073195 | 0.03545
139 | 0.99071 | 0.010966 | 0 | 0
140 | 0.9907 | 0.011032 | 0.36777 | 0.17812
141 | 0.99137 | 0.0056626 | 0 | 0
142 | 0.99265 | -0.0049575 | 0 | 0
143 | 0.99132 | 0.0061546 | 0.8361 | 0.40494
144 | 0.99264 | -0.0048519 | 0 | 0
145 | 0.99263 | -0.0048056 | 0.085359 | 0.041341
146 | 0.99006 | -0.098378 | 0.25728 | 0.12461
147 | 0.99007 | -0.098391 | 0 | 0
148 | 0.99025 | -0.099957 | 0 | 0
149 | 0.98991 | -0.099486 | 0.057473 | 0.027835
150 | 0.99336 | -0.081302 | 0 | 0
151 | 0.99324 | -0.080302 | 0.24749 | 0.11986
152 | 0.99463 | -0.091492 | 0 | 0
153 | 0.99046 | -0.10176 | 0 | 0
154 | 0.99019 | -0.10034 | 0.41171 | 0.1994
155 | 0.99038 | -0.10108 | 0.23348 | 0.11308
156 | 0.99487 | -0.08623 | 0.31016 | 0.15022
157 | 0.99488 | -0.086301 | 0 | 0
158 | 0.99499 | -0.087269 | 0 | 0
159 | 0.99454 | -0.090748 | 0 | 0
160 | 0.99449 | -0.090356 | 0 | 0
161 | 0.99459 | -0.091734 | 0.25435 | 0.12319
162 | 0.99497 | -0.087394 | 0.24582 | 0.11906
163 | 0.99451 | -0.090521 | 0 | 0
164 | 0.99453 | -0.090701 | 0.23399 | 0.11333
165 | 0.9945 | -0.090442 | 0.10696 | 0.051804
166 | 0.99449 | -0.090311 | 0.23587 | 0.11424
167 | 0.9907 | 0.011055 | 0 | 0
168 | 0.99504 | -0.024728 | 0 | 0
169 | 0.99503 | -0.024709 | 0.073852 | 0.035768
170 | 0.99587 | -0.08257 | 0.54444 | 0.26369
171 | 0.99047 | 0.01291 | 0.088647 | 0.042933
172 | 0.99047 | 0.012891 | 0 | 0
173 | 0.9905 | 0.012673 | 0 | 0
174 | 0.99047 | 0.012935 | 0.34622 | 0.16768
175 | 0.99574 | -0.082183 | 0.29154 | 0.1412
176 | 0.99574 | -0.082248 | 0 | 0
177 | 0.99575 | -0.082346 | 0 | 0
178 | 0.99576 | -0.08244 | 0.24388 | 0.11811
179 | 0.9958 | -0.082807 | 0 | 0
180 | 0.99585 | -0.082696 | 0.070329 | 0.034062
181 | 0.99581 | -0.082891 | 0 | 0
182 | 0.99997 | 149.9981 | 0 | 0

## res_line
| p_from_mw | q_from_mvar | p_to_mw | q_to_mvar | pl_mw | ql_mvar | i_from_ka | i_to_ka | i_ka | vm_from_pu | va_from_degree | vm_to_pu | va_to_degree | loading_percent
0 | -0.3771 | -0.18264 | 0.3771 | 0.18187 | 6.5926e-06 | -0.00076565 | 0.012246 | 0.012236 | 0.012246 | 0.98769 | -0.0991 | 0.98771 | -0.099252 | 5.5664
1 | 0.22682 | 0.095154 | -0.22678 | -0.10968 | 4.411e-05 | -0.01453 | 0.007189 | 0.0073639 | 0.0073639 | 0.98771 | -0.099252 | 0.98753 | -0.097818 | 3.3472
2 | -0.60393 | -0.27702 | 0.60436 | 0.25698 | 0.00043026 | -0.020044 | 0.019419 | 0.019181 | 0.019419 | 0.98771 | -0.099252 | 0.98838 | -0.10421 | 8.8269
3 | 0.22678 | 0.10968 | -0.22677 | -0.10983 | 1.2684e-05 | -0.00014484 | 0.0073639 | 0.0073659 | 0.0073659 | 0.98753 | -0.097818 | 0.98747 | -0.098188 | 3.5076
4 | 0.33131 | 0.15993 | -0.3313 | -0.16046 | 3.4751e-06 | -0.00052451 | 0.010745 | 0.010752 | 0.010752 | 0.98838 | -0.10421 | 0.98837 | -0.10412 | 4.8871
5 | -1.2957 | -0.57636 | 1.2967 | 0.56667 | 0.00097633 | -0.0096889 | 0.041419 | 0.041302 | 0.041419 | 0.98838 | -0.10421 | 0.98908 | -0.10943 | 18.8269
6 | 0.36005 | 0.15944 | -0.35998 | -0.16883 | 7.1952e-05 | -0.0093882 | 0.011501 | 0.011615 | 0.011615 | 0.98838 | -0.10421 | 0.98819 | -0.1027 | 5.2796
7 | -22.0482 | -9.8515 | 22.0495 | 9.855 | 0.0013321 | 0.0035396 | 0.6972 | 0.6972 | 0.6972 | 0.99989 | -0.0064695 | 1 | 0 | 54.0465
8 | 22.0482 | 9.8515 | -22.0428 | -9.8575 | 0.0053879 | -0.0059758 | 0.6972 | 0.69731 | 0.69731 | 0.99989 | -0.0064695 | 0.99963 | -0.0078245 | 54.6478
9 | 22.0428 | 9.8575 | -22.0391 | -9.8616 | 0.0037479 | -0.0041526 | 0.69731 | 0.69738 | 0.69738 | 0.99963 | -0.0078245 | 0.99946 | -0.0087644 | 54.6536
10 | -1.2967 | -0.56667 | 1.2968 | 0.56584 | 8.3465e-05 | -0.00083158 | 0.041302 | 0.041292 | 0.041302 | 0.98908 | -0.10943 | 0.98914 | -0.10986 | 18.7735
11 | 0.17453 | 0.079057 | -0.17452 | -0.084249 | 9.4245e-06 | -0.005192 | 0.0055971 | 0.0056614 | 0.0056614 | 0.98819 | -0.1027 | 0.98814 | -0.10227 | 2.5734
12 | 0.18545 | 0.089775 | -0.18545 | -0.089818 | 2.4951e-06 | -4.3495e-05 | 0.006019 | 0.0060195 | 0.0060195 | 0.98819 | -0.1027 | 0.98818 | -0.10279 | 2.8664
13 | -1.5844 | -0.70513 | 1.5861 | 0.70577 | 0.0017294 | 0.00064007 | 0.050612 | 0.050607 | 0.050612 | 0.98914 | -0.10986 | 0.99029 | -0.1004 | 24.1008
14 | 0.17452 | 0.084249 | -0.17452 | -0.084523 | 5.0439e-07 | -0.0002745 | 0.0056614 | 0.0056649 | 0.0056649 | 0.98814 | -0.10227 | 0.98814 | -0.10224 | 2.575
15 | 1.1645 | 0.53439 | -1.1642 | -0.53903 | 0.00037814 | -0.0046331 | 0.037351 | 0.037409 | 0.037409 | 0.99029 | -0.1004 | 0.98999 | -0.097877 | 17.0039
16 | -2.7507 | -1.2402 | 2.7509 | 1.2397 | 0.00025361 | -0.00049984 | 0.087956 | 0.087949 | 0.087956 | 0.99029 | -0.1004 | 0.99038 | -0.10108 | 39.9799
17 | -0.30997 | -0.15013 | 0.30997 | 0.14949 | 3.5239e-06 | -0.00063029 | 0.0099688 | 0.0099608 | 0.0099688 | 0.99734 | -0.072769 | 0.99735 | -0.072867 | 4.5313
18 | -0.30997 | -0.14949 | 0.31 | 0.14392 | 3.0916e-05 | -0.0055737 | 0.0099608 | 0.0098917 | 0.0099608 | 0.99735 | -0.072867 | 0.99744 | -0.073692 | 4.5277
19 | 6.7896 | 3.0816 | -6.789 | -3.0907 | 0.00054625 | -0.009179 | 0.21579 | 0.21591 | 0.21591 | 0.99744 | -0.073692 | 0.99736 | -0.074107 | 16.9205
20 | 8.6917 | 3.7661 | -8.6844 | -3.8404 | 0.0073135 | -0.074295 | 0.27415 | 0.27506 | 0.27506 | 0.99744 | -0.073692 | 0.99657 | -0.078765 | 21.5564
21 | -15.7913 | -6.9916 | 15.7924 | 6.9886 | 0.0011178 | -0.0029919 | 0.49981 | 0.49977 | 0.49981 | 0.99744 | -0.073692 | 0.99752 | -0.073284 | 39.1704
22 | 0.3892 | 0.18808 | -0.3892 | -0.1885 | 3.6745e-06 | -0.00041634 | 0.012511 | 0.012517 | 0.012517 | 0.99736 | -0.074107 | 0.99735 | -0.074025 | 5.6894
23 | 6.3998 | 2.9026 | -6.398 | -2.8985 | 0.0017801 | 0.0041244 | 0.2034 | 0.20341 | 0.20341 | 0.99736 | -0.074107 | 0.99685 | -0.10367 | 15.7679
24 | 8.4751 | 3.7394 | -8.4737 | -3.7535 | 0.0013204 | -0.014057 | 0.26833 | 0.26851 | 0.26851 | 0.99657 | -0.078765 | 0.9964 | -0.079669 | 21.0427
25 | 0.20931 | 0.10097 | -0.20931 | -0.10137 | 1.0336e-06 | -0.0004045 | 0.0067318 | 0.0067369 | 0.0067369 | 0.99657 | -0.078765 | 0.99656 | -0.078722 | 3.0622
26 | -15.9041 | -7.0427 | 15.9055 | 7.0391 | 0.0013781 | -0.0036267 | 0.50336 | 0.50331 | 0.50336 | 0.99752 | -0.073284 | 0.99761 | -0.072784 | 39.4485
27 | 0.75092 | 0.36145 | -0.7509 | -0.36209 | 2.1066e-05 | -0.0006363 | 0.024134 | 0.024142 | 0.024142 | 0.99685 | -0.10367 | 0.99682 | -0.10343 | 10.9736
28 | 5.6471 | 2.5371 | -5.646 | -2.565 | 0.0011385 | -0.027927 | 0.17928 | 0.17962 | 0.17962 | 0.99685 | -0.10367 | 0.99664 | -0.10474 | 14.0768
29 | 8.2233 | 3.6323 | -8.2196 | -3.6746 | 0.0037408 | -0.042314 | 0.26045 | 0.26097 | 0.26097 | 0.9964 | -0.079669 | 0.99593 | -0.082254 | 20.4524
30 | 0.2504 | 0.12123 | -0.25039 | -0.12127 | 4.5326e-06 | -4.3571e-05 | 0.0080599 | 0.0080605 | 0.0080605 | 0.9964 | -0.079669 | 0.99638 | -0.079788 | 3.8383
31 | -15.9055 | -7.0391 | 15.9113 | 7.0237 | 0.0058257 | -0.01535 | 0.50331 | 0.50309 | 0.50331 | 0.99761 | -0.072784 | 0.99799 | -0.070658 | 39.4445
32 | 0.13604 | 0.064815 | -0.13604 | -0.065887 | 1.1526e-06 | -0.0010719 | 0.004364 | 0.0043774 | 0.0043774 | 0.99682 | -0.10343 | 0.99682 | -0.10336 | 1.9897
33 | 0.34041 | 0.16435 | -0.34032 | -0.16482 | 9.5364e-05 | -0.00046961 | 0.010947 | 0.010954 | 0.010954 | 0.99682 | -0.10343 | 0.99653 | -0.10529 | 5.216
34 | 5.646 | 2.565 | -5.6457 | -2.5728 | 0.00031967 | -0.0078201 | 0.17962 | 0.17972 | 0.17972 | 0.99664 | -0.10474 | 0.99658 | -0.10503 | 14.0843
35 | 8.2196 | 3.6746 | -8.2193 | -3.6784 | 0.00034078 | -0.0038439 | 0.26097 | 0.26102 | 0.26102 | 0.99593 | -0.082254 | 0.99589 | -0.082483 | 20.4562
36 | 8.1435 | 3.6418 | -8.1434 | -3.6432 | 0.0001275 | -0.0014663 | 0.25858 | 0.2586 | 0.2586 | 0.99589 | -0.082483 | 0.99587 | -0.08257 | 20.2666
37 | -16.2526 | -7.1885 | 16.2529 | 7.1879 | 0.00023976 | -0.00060007 | 0.51405 | 0.51404 | 0.51405 | 0.998 | -0.0706 | 0.99802 | -0.070515 | 40.2857
38 | 15.9115 | 7.0233 | -15.9113 | -7.0237 | 0.00015747 | -0.00041535 | 0.50309 | 0.50309 | 0.50309 | 0.998 | -0.0706 | 0.99799 | -0.070658 | 39.4274
39 | -16.2529 | -7.1879 | 16.2554 | 7.1817 | 0.0025083 | -0.0062806 | 0.51404 | 0.51395 | 0.51404 | 0.99802 | -0.070515 | 0.99818 | -0.069619 | 40.285
40 | -16.2554 | -7.1817 | 16.2564 | 7.1791 | 0.0010401 | -0.0026058 | 0.51395 | 0.51391 | 0.51395 | 0.99818 | -0.069619 | 0.99824 | -0.069247 | 40.2779
41 | -16.4956 | -7.2949 | 16.4966 | 7.2926 | 0.00096774 | -0.0023385 | 0.52159 | 0.52156 | 0.52159 | 0.99824 | -0.069247 | 0.9983 | -0.068907 | 40.877
42 | 5.4036 | 2.4556 | -5.4033 | -2.4639 | 0.0003084 | -0.0082487 | 0.17193 | 0.17203 | 0.17203 | 0.99658 | -0.10503 | 0.99652 | -0.10532 | 13.482
43 | -16.4966 | -7.2926 | 16.4984 | 7.2882 | 0.0018307 | -0.0044257 | 0.52156 | 0.52149 | 0.52156 | 0.9983 | -0.068907 | 0.99842 | -0.068262 | 40.8744
44 | -0.28492 | -0.13799 | 0.28493 | 0.13795 | 5.3736e-06 | -3.8932e-05 | 0.0091826 | 0.0091821 | 0.0091826 | 0.99523 | -0.084519 | 0.99525 | -0.084394 | 4.3727
45 | -0.28493 | -0.13795 | 0.28496 | 0.13096 | 3.3014e-05 | -0.0069946 | 0.0091821 | 0.0090954 | 0.0091821 | 0.99525 | -0.084394 | 0.99536 | -0.085346 | 4.1737
46 | 0.19668 | 0.095235 | -0.19667 | -0.095254 | 1.1823e-06 | -1.8799e-05 | 0.0063375 | 0.0063378 | 0.0063378 | 0.99536 | -0.085346 | 0.99536 | -0.085385 | 3.018
47 | -6.2036 | -2.7765 | 6.2051 | 2.7457 | 0.0015234 | -0.030807 | 0.19711 | 0.19674 | 0.19711 | 0.99536 | -0.085346 | 0.99562 | -0.083959 | 15.4478
48 | 0.11356 | 0.039077 | -0.11355 | -0.054851 | 1.1312e-05 | -0.015774 | 0.0034831 | 0.0036576 | 0.0036576 | 0.99536 | -0.085346 | 0.99527 | -0.084776 | 1.6626
49 | 5.6084 | 2.5112 | -5.6073 | -2.5364 | 0.0010179 | -0.025204 | 0.17821 | 0.17852 | 0.17852 | 0.99536 | -0.085346 | 0.99517 | -0.086323 | 13.9907
50 | 0.44412 | 0.2048 | -0.44404 | -0.21157 | 7.7548e-05 | -0.0067731 | 0.01418 | 0.014264 | 0.014264 | 0.99562 | -0.083959 | 0.99545 | -0.082547 | 6.4835
51 | -6.6492 | -2.9505 | 6.6493 | 2.9478 | 0.00015418 | -0.0027079 | 0.21092 | 0.21089 | 0.21092 | 0.99562 | -0.083959 | 0.99564 | -0.083826 | 16.5297
52 | 0.1128 | 0.053922 | -0.1128 | -0.054632 | 5.2807e-07 | -0.00071003 | 0.0036257 | 0.0036346 | 0.0036346 | 0.99545 | -0.082547 | 0.99545 | -0.082507 | 1.6521
53 | 0.33124 | 0.15765 | -0.33122 | -0.16024 | 1.6638e-05 | -0.0025926 | 0.010638 | 0.010671 | 0.010671 | 0.99545 | -0.082547 | 0.99541 | -0.082118 | 4.8503
54 | -6.9916 | -3.1136 | 6.9921 | 3.1064 | 0.00045199 | -0.0071497 | 0.22191 | 0.22182 | 0.22191 | 0.99564 | -0.083826 | 0.99571 | -0.083461 | 17.3908
55 | 0.11355 | 0.054851 | -0.11355 | -0.054995 | 1.0924e-07 | -0.00014455 | 0.0036576 | 0.0036595 | 0.0036595 | 0.99527 | -0.084776 | 0.99527 | -0.084767 | 1.6634
56 | 0.33122 | 0.16024 | -0.33122 | -0.16042 | 1.1322e-06 | -0.00017584 | 0.010671 | 0.010673 | 0.010673 | 0.99541 | -0.082118 | 0.99541 | -0.082088 | 4.8513
57 | 5.6073 | 2.5364 | -5.6071 | -2.5412 | 0.00019159 | -0.0047328 | 0.17852 | 0.17858 | 0.17858 | 0.99517 | -0.086323 | 0.99514 | -0.086503 | 13.9953
58 | 5.3642 | 2.4235 | -5.3639 | -2.4318 | 0.00030707 | -0.0083046 | 0.17075 | 0.17085 | 0.17085 | 0.99514 | -0.086503 | 0.99508 | -0.086804 | 13.3897
59 | -6.9921 | -3.1064 | 6.9928 | 3.0954 | 0.00069507 | -0.011008 | 0.22182 | 0.22169 | 0.22182 | 0.99571 | -0.083461 | 0.99581 | -0.082891 | 17.3839
60 | 5.3639 | 2.4318 | -5.3634 | -2.4449 | 0.00048432 | -0.013076 | 0.17085 | 0.17101 | 0.17101 | 0.99508 | -0.086804 | 0.99499 | -0.087269 | 13.4023
61 | -0.36089 | -0.17479 | 0.36091 | 0.17468 | 2.3567e-05 | -0.00010267 | 0.011586 | 0.011585 | 0.011586 | 0.99907 | -0.016958 | 0.99914 | -0.016527 | 5.5173
62 | 4.7615 | 2.1767 | -4.7523 | -2.1986 | 0.0092794 | -0.021885 | 0.15126 | 0.15161 | 0.15161 | 0.99914 | -0.016527 | 0.997 | -0.041143 | 41.8813
63 | -5.1224 | -2.3514 | 5.1237 | 2.3527 | 0.001215 | 0.0013271 | 0.16285 | 0.16285 | 0.16285 | 0.99914 | -0.016527 | 0.99944 | -0.0088429 | 46.5276
64 | 0.37035 | 0.17877 | -0.37035 | -0.17937 | 4.7774e-06 | -0.00059722 | 0.011907 | 0.011915 | 0.011915 | 0.997 | -0.041143 | 0.99699 | -0.041031 | 5.4158
65 | 3.9794 | 1.8323 | -3.9711 | -1.839 | 0.0083305 | -0.0067065 | 0.12685 | 0.12696 | 0.12696 | 0.997 | -0.041143 | 0.99504 | -0.024799 | 57.7098
66 | 0.40246 | 0.18746 | -0.40239 | -0.19482 | 6.9173e-05 | -0.0073675 | 0.012855 | 0.012947 | 0.012947 | 0.997 | -0.041143 | 0.99684 | -0.03971 | 5.8849
67 | -21.927 | -9.8078 | 21.9273 | 9.8075 | 0.00031116 | -0.00034998 | 0.6938 | 0.69379 | 0.6938 | 0.99944 | -0.0088429 | 0.99946 | -0.0087644 | 54.3731
68 | 16.8033 | 7.4552 | -16.7941 | -7.4307 | 0.0092679 | 0.024414 | 0.53097 | 0.53097 | 0.53097 | 0.99944 | -0.0088429 | 0.99843 | -0.06819 | 41.1606
69 | 16.4986 | 7.2877 | -16.4984 | -7.2882 | 0.00020512 | -0.00049605 | 0.52149 | 0.52149 | 0.52149 | 0.99843 | -0.06819 | 0.99842 | -0.068262 | 40.8694
70 | 3.8223 | 1.7689 | -3.8204 | -1.7707 | 0.001995 | -0.0017726 | 0.12219 | 0.12222 | 0.12222 | 0.99504 | -0.024799 | 0.99456 | -0.020698 | 55.5542
71 | 0.14877 | 0.070107 | -0.14877 | -0.070665 | 7.1878e-07 | -0.00055808 | 0.0047712 | 0.0047782 | 0.0047782 | 0.99504 | -0.024799 | 0.99504 | -0.024759 | 2.1719
72 | 0.18631 | 0.090187 | -0.18631 | -0.090232 | 9.0893e-08 | -4.4514e-05 | 0.0060079 | 0.0060085 | 0.0060085 | 0.99456 | -0.020698 | 0.99456 | -0.020694 | 2.7311
73 | 3.563 | 1.654 | -3.56 | -1.6573 | 0.0030214 | -0.0032102 | 0.11402 | 0.11407 | 0.11407 | 0.99456 | -0.020698 | 0.99377 | -0.013973 | 51.8493
74 | 0.071049 | 0.026463 | -0.071047 | -0.034286 | 2.2247e-06 | -0.0078231 | 0.0022006 | 0.0022898 | 0.0022898 | 0.99456 | -0.020698 | 0.99453 | -0.0205 | 1.0408
75 | 0.073853 | 0.034381 | -0.073853 | -0.035163 | 2.479e-07 | -0.00078265 | 0.0023634 | 0.002373 | 0.002373 | 0.99504 | -0.024759 | 0.99504 | -0.024732 | 1.0787
76 | 0.40239 | 0.19482 | -0.40237 | -0.19488 | 1.6101e-05 | -5.3865e-05 | 0.012947 | 0.012948 | 0.012948 | 0.99684 | -0.03971 | 0.9968 | -0.039974 | 6.1655
77 | 2.3515 | 1.0758 | -2.3509 | -1.0776 | 0.00064488 | -0.0018262 | 0.075117 | 0.075141 | 0.075141 | 0.99377 | -0.013973 | 0.99351 | -0.011878 | 34.155
78 | 1.2085 | 0.58146 | -1.2083 | -0.58338 | 0.00017021 | -0.0019289 | 0.038957 | 0.038982 | 0.038982 | 0.99377 | -0.013973 | 0.99364 | -0.01276 | 17.7189
79 | 0.071047 | 0.034286 | -0.071047 | -0.034409 | 3.6572e-08 | -0.0001233 | 0.0022898 | 0.0022914 | 0.0022914 | 0.99453 | -0.0205 | 0.99453 | -0.020495 | 1.0415
80 | 0.073853 | 0.035163 | -0.073853 | -0.035281 | 3.7424e-08 | -0.00011764 | 0.002373 | 0.0023745 | 0.0023745 | 0.99504 | -0.024732 | 0.99504 | -0.024728 | 1.0793
81 | 1.1642 | 0.53903 | -1.1642 | -0.53921 | 1.4986e-05 | -0.00018325 | 0.037409 | 0.037411 | 0.037411 | 0.98999 | -0.097877 | 0.98998 | -0.097775 | 17.005
82 | 0.76605 | 0.3464 | -0.76572 | -0.34656 | 0.00033349 | -0.00015526 | 0.024516 | 0.02452 | 0.02452 | 0.98998 | -0.097775 | 0.98952 | -0.10138 | 11.6761
83 | -0.39956 | -0.19351 | 0.39956 | 0.19299 | 5.0141e-06 | -0.00052223 | 0.012952 | 0.012945 | 0.012952 | 0.98951 | -0.10127 | 0.98952 | -0.10138 | 5.8871
84 | 0.36616 | 0.15357 | -0.36605 | -0.16757 | 0.0001091 | -0.014007 | 0.011583 | 0.011748 | 0.011748 | 0.98952 | -0.10138 | 0.98924 | -0.099346 | 5.34
85 | 0.36605 | 0.16757 | -0.36603 | -0.16949 | 1.5163e-05 | -0.0019144 | 0.011748 | 0.011771 | 0.011771 | 0.98924 | -0.099346 | 0.9892 | -0.099025 | 5.3506
86 | 0.15849 | 0.068969 | -0.15849 | -0.072057 | 4.5237e-06 | -0.0030879 | 0.0050441 | 0.0050808 | 0.0050808 | 0.9892 | -0.099025 | 0.98918 | -0.098822 | 2.3094
87 | 0.15849 | 0.072057 | -0.15848 | -0.074833 | 4.1242e-06 | -0.002776 | 0.0050808 | 0.0051149 | 0.0051149 | 0.98918 | -0.098822 | 0.98915 | -0.098618 | 2.3249
88 | 0.15848 | 0.074833 | -0.15848 | -0.076755 | 2.8885e-06 | -0.0019221 | 0.0051149 | 0.0051391 | 0.0051391 | 0.98915 | -0.098618 | 0.98914 | -0.098463 | 2.3359
89 | 5.4033 | 2.4639 | -5.4019 | -2.5033 | 0.001481 | -0.03946 | 0.17203 | 0.17252 | 0.17252 | 0.99652 | -0.10532 | 0.99624 | -0.10666 | 13.5202
90 | 5.4019 | 2.5033 | -5.4018 | -2.5044 | 4.1967e-05 | -0.0011146 | 0.17252 | 0.17253 | 0.17253 | 0.99624 | -0.10666 | 0.99623 | -0.1067 | 13.5213
91 | 5.0486 | 2.3334 | -5.0484 | -2.3329 | 0.00021803 | 0.00045727 | 0.16116 | 0.16116 | 0.16116 | 0.99623 | -0.1067 | 0.99615 | -0.11124 | 12.4933
92 | 5.0484 | 2.3329 | -5.047 | -2.3763 | 0.0014282 | -0.043414 | 0.16116 | 0.16171 | 0.16171 | 0.99615 | -0.11124 | 0.99586 | -0.11252 | 12.6729
93 | 5.047 | 2.3763 | -5.0464 | -2.3776 | 0.00062355 | -0.0012262 | 0.16171 | 0.16173 | 0.16173 | 0.99586 | -0.11252 | 0.99572 | -0.11401 | 44.6758
94 | 2.3549 | 1.1077 | -2.3546 | -1.1075 | 0.00027198 | 0.00013862 | 0.075447 | 0.075447 | 0.075447 | 0.99572 | -0.11401 | 0.9956 | -0.11485 | 35.9273
95 | 2.3057 | 1.083 | -2.3056 | -1.0832 | 7.237e-05 | -0.00021381 | 0.073851 | 0.073854 | 0.073854 | 0.99572 | -0.11401 | 0.99569 | -0.11375 | 33.5702
96 | 2.3546 | 1.1075 | -2.3526 | -1.1131 | 0.0019668 | -0.0055311 | 0.075447 | 0.075523 | 0.075523 | 0.9956 | -0.11485 | 0.99483 | -0.10799 | 34.3286
97 | 2.3056 | 1.0832 | -2.3023 | -1.0929 | 0.0032955 | -0.0097018 | 0.073854 | 0.073987 | 0.073987 | 0.99569 | -0.11375 | 0.99437 | -0.10198 | 33.6303
98 | 2.3526 | 1.1131 | -2.3526 | -1.1132 | 3.2255e-05 | -9.0526e-05 | 0.075523 | 0.075524 | 0.075524 | 0.99483 | -0.10799 | 0.99481 | -0.10788 | 34.3292
99 | 2.0914 | 0.98665 | -2.091 | -0.98649 | 0.00032862 | 0.00015745 | 0.067102 | 0.067102 | 0.067102 | 0.99481 | -0.10788 | 0.99465 | -0.10902 | 31.9534
100 | 2.091 | 0.98649 | -2.0879 | -0.99783 | 0.0031336 | -0.011339 | 0.067102 | 0.067255 | 0.067255 | 0.99465 | -0.10902 | 0.99326 | -0.096522 | 30.5705
101 | 1.6055 | 0.76753 | -1.6055 | -0.76799 | 7.298e-05 | -0.00045966 | 0.05172 | 0.051726 | 0.051726 | 0.99326 | -0.096522 | 0.99322 | -0.096137 | 23.512
102 | 0.48235 | 0.2303 | -0.48234 | -0.23095 | 8.9221e-06 | -0.00064933 | 0.015535 | 0.015543 | 0.015543 | 0.99326 | -0.096522 | 0.99324 | -0.096365 | 7.065
103 | 0.36805 | 0.17597 | -0.36804 | -0.17749 | 1.2189e-05 | -0.0015236 | 0.011857 | 0.011876 | 0.011876 | 0.99324 | -0.096365 | 0.99321 | -0.096082 | 5.3982
104 | 0.11429 | 0.054982 | -0.11429 | -0.055354 | 2.8695e-07 | -0.00037206 | 0.0036861 | 0.0036908 | 0.0036908 | 0.99324 | -0.096365 | 0.99324 | -0.096344 | 1.6777
105 | 0.36804 | 0.17749 | -0.36803 | -0.17825 | 6.0534e-06 | -0.00075481 | 0.011876 | 0.011886 | 0.011886 | 0.99321 | -0.096082 | 0.9932 | -0.09594 | 5.4025
106 | 1.3396 | 0.63924 | -1.3396 | -0.63943 | 2.0826e-05 | -0.00019123 | 0.043142 | 0.043144 | 0.043144 | 0.99322 | -0.096137 | 0.9932 | -0.096006 | 19.611
107 | 0.36919 | 0.17823 | -0.36919 | -0.17881 | 4.6029e-06 | -0.00057264 | 0.011903 | 0.01191 | 0.01191 | 0.99425 | -0.10273 | 0.99424 | -0.10262 | 5.4138
108 | -0.36919 | -0.17823 | 0.36924 | 0.17807 | 4.139e-05 | -0.00016763 | 0.011903 | 0.011901 | 0.011903 | 0.99425 | -0.10273 | 0.99437 | -0.10198 | 5.6681
109 | 1.6226 | 0.76476 | -1.6222 | -0.76687 | 0.00033906 | -0.0021088 | 0.052075 | 0.052102 | 0.052102 | 0.99437 | -0.10198 | 0.99417 | -0.10026 | 23.6829
110 | 0.31049 | 0.15009 | -0.31048 | -0.15037 | 1.6212e-06 | -0.00028544 | 0.010012 | 0.010015 | 0.010015 | 0.99437 | -0.10198 | 0.99436 | -0.10194 | 4.5524
111 | 0.85047 | 0.40327 | -0.85045 | -0.40375 | 2.0361e-05 | -0.00047277 | 0.027372 | 0.027378 | 0.027378 | 0.99266 | -0.09906 | 0.99264 | -0.098861 | 12.4445
112 | -1.0998 | -0.52404 | 1.1003 | 0.52409 | 0.00053116 | 5.3139e-05 | 0.035429 | 0.035425 | 0.035429 | 0.99266 | -0.09906 | 0.99317 | -0.095678 | 16.8708
113 | 0.85045 | 0.40375 | -0.85044 | -0.40401 | 1.1383e-05 | -0.00026422 | 0.027378 | 0.027381 | 0.027381 | 0.99264 | -0.098861 | 0.99263 | -0.098749 | 12.4461
114 | -1.2384 | -0.59094 | 1.2384 | 0.59042 | 4.826e-05 | -0.00052102 | 0.039883 | 0.039876 | 0.039883 | 0.99317 | -0.095678 | 0.9932 | -0.096006 | 18.1286
115 | -0.64278 | -0.31044 | 0.64282 | 0.30879 | 4.0336e-05 | -0.0016464 | 0.020737 | 0.020716 | 0.020737 | 0.9937 | -0.10257 | 0.99376 | -0.10311 | 9.4258
116 | 0.64278 | 0.31044 | -0.64276 | -0.31108 | 1.5839e-05 | -0.00064553 | 0.020737 | 0.020745 | 0.020745 | 0.9937 | -0.10257 | 0.99368 | -0.10236 | 9.4295
117 | 0.41341 | 0.19769 | -0.4134 | -0.19833 | 6.4403e-06 | -0.00063965 | 0.013311 | 0.01332 | 0.01332 | 0.99376 | -0.10311 | 0.99375 | -0.10298 | 6.0543
118 | -1.4021 | -0.66079 | 1.4026 | 0.66095 | 0.000549 | 0.0001646 | 0.045025 | 0.045023 | 0.045025 | 0.99376 | -0.10311 | 0.99417 | -0.10026 | 21.4405
119 | 0.34584 | 0.15431 | -0.34575 | -0.16721 | 8.983e-05 | -0.012897 | 0.011001 | 0.011159 | 0.011159 | 0.99376 | -0.10311 | 0.99352 | -0.10105 | 5.0724
120 | 0.41385 | 0.20021 | -0.41385 | -0.20043 | 2.2431e-06 | -0.00022136 | 0.013356 | 0.013359 | 0.013359 | 0.99368 | -0.10236 | 0.99368 | -0.10231 | 6.0721
121 | 0.21962 | 0.10592 | -0.21961 | -0.10636 | 1.2729e-06 | -0.00044818 | 0.0070798 | 0.0070855 | 0.0070855 | 0.99417 | -0.10026 | 0.99417 | -0.10021 | 3.2207
122 | -0.41419 | -0.2006 | 0.4142 | 0.19981 | 8.0563e-06 | -0.00079051 | 0.013385 | 0.013375 | 0.013385 | 0.99255 | -0.098013 | 0.99257 | -0.098182 | 6.0841
123 | -0.4142 | -0.19981 | 0.4142 | 0.1997 | 1.1734e-06 | -0.00011524 | 0.013375 | 0.013373 | 0.013375 | 0.99257 | -0.098182 | 0.99257 | -0.098206 | 6.0795
124 | -0.4142 | -0.1997 | 0.4142 | 0.19934 | 3.59e-06 | -0.00035273 | 0.013373 | 0.013369 | 0.013373 | 0.99257 | -0.098206 | 0.99258 | -0.098281 | 6.0788
125 | -0.6848 | -0.3304 | 0.68484 | 0.32906 | 3.7305e-05 | -0.0013343 | 0.022113 | 0.022096 | 0.022113 | 0.99258 | -0.098281 | 0.99263 | -0.098749 | 10.0515
126 | 0.1656 | 0.074945 | -0.1656 | -0.076988 | 3.2562e-06 | -0.0020429 | 0.0052862 | 0.005311 | 0.005311 | 0.99263 | -0.098749 | 0.99261 | -0.098598 | 2.4141
127 | 0.24831 | 0.11837 | -0.2483 | -0.12026 | 6.8534e-06 | -0.001888 | 0.0079907 | 0.0080145 | 0.0080145 | 0.99375 | -0.10298 | 0.99372 | -0.10274 | 3.643
128 | 0.34575 | 0.16721 | -0.34575 | -0.16745 | 1.7615e-06 | -0.00024913 | 0.011159 | 0.011162 | 0.011162 | 0.99352 | -0.10105 | 0.99352 | -0.10101 | 5.0738
129 | -0.2396 | -0.11605 | 0.23961 | 0.11597 | 7.6871e-06 | -8.0064e-05 | 0.0077377 | 0.0077367 | 0.0077377 | 0.99322 | -0.010012 | 0.99326 | -0.0097997 | 3.6846
130 | 1.8091 | 0.81801 | -1.8083 | -0.82205 | 0.00080739 | -0.0040334 | 0.057703 | 0.057755 | 0.057755 | 0.99326 | -0.0097997 | 0.99284 | -0.006474 | 26.2521
131 | 0.11598 | 0.055918 | -0.11598 | -0.05617 | 1.9966e-07 | -0.00025132 | 0.003742 | 0.0037452 | 0.0037452 | 0.99326 | -0.0097997 | 0.99325 | -0.0097848 | 1.7024
132 | -2.1647 | -0.9899 | 2.1653 | 0.98789 | 0.00059263 | -0.0020105 | 0.069179 | 0.069152 | 0.069179 | 0.99326 | -0.0097997 | 0.99351 | -0.011878 | 31.4449
133 | 1.8083 | 0.82205 | -1.8081 | -0.82305 | 0.00020015 | -0.00099812 | 0.057755 | 0.057767 | 0.057767 | 0.99284 | -0.006474 | 0.99274 | -0.0056423 | 26.2579
134 | 0.18559 | 0.089742 | -0.18559 | -0.089888 | 2.9538e-07 | -0.0001452 | 0.00599 | 0.0059918 | 0.0059918 | 0.99351 | -0.011878 | 0.99351 | -0.011864 | 2.7236
135 | 0.26861 | 0.12858 | -0.26861 | -0.12926 | 2.8943e-06 | -0.00068122 | 0.0086518 | 0.0086604 | 0.0086604 | 0.99364 | -0.01276 | 0.99363 | -0.012668 | 3.9365
136 | 0.9397 | 0.4548 | -0.93968 | -0.45511 | 1.6288e-05 | -0.00030778 | 0.03033 | 0.030334 | 0.030334 | 0.99364 | -0.01276 | 0.99362 | -0.012609 | 13.7881
137 | 0.26861 | 0.12926 | -0.2686 | -0.13009 | 3.5179e-06 | -0.00082616 | 0.0086604 | 0.0086708 | 0.0086708 | 0.99363 | -0.012668 | 0.99362 | -0.012554 | 3.9413
138 | 1.7272 | 0.7839 | -1.7271 | -0.78477 | 0.00015811 | -0.00086891 | 0.055157 | 0.055168 | 0.055168 | 0.99274 | -0.0056423 | 0.99265 | -0.0049575 | 25.0762
139 | -0.0924 | -0.04365 | 0.092401 | 0.041717 | 9.6125e-07 | -0.0019328 | 0.002972 | 0.0029484 | 0.002972 | 0.9926 | -0.098517 | 0.99261 | -0.098598 | 1.3509
140 | 0.0924 | 0.04365 | -0.092399 | -0.044751 | 5.5466e-07 | -0.0011012 | 0.002972 | 0.0029858 | 0.0029858 | 0.9926 | -0.098517 | 0.99259 | -0.098466 | 1.3572
141 | 0.073195 | 0.035271 | -0.073195 | -0.03545 | 5.6728e-08 | -0.00017883 | 0.002363 | 0.0023652 | 0.0023652 | 0.99261 | -0.098598 | 0.99261 | -0.098591 | 1.0751
142 | 0.80275 | 0.37224 | -0.80274 | -0.37241 | 6.6627e-06 | -0.00017395 | 0.025783 | 0.025785 | 0.025785 | 0.99071 | 0.010966 | 0.9907 | 0.011032 | 11.7205
143 | -0.80275 | -0.37224 | 0.80332 | 0.35726 | 0.00056898 | -0.014974 | 0.025783 | 0.025601 | 0.025783 | 0.99071 | 0.010966 | 0.99137 | 0.0056626 | 11.7196
144 | 0.43497 | 0.19429 | -0.43497 | -0.19442 | 1.4484e-06 | -0.0001315 | 0.013881 | 0.013883 | 0.013883 | 0.9907 | 0.011032 | 0.9907 | 0.011055 | 6.3104
145 | -1.6395 | -0.76108 | 1.6417 | 0.74735 | 0.0022585 | -0.013727 | 0.052632 | 0.052457 | 0.052632 | 0.99137 | 0.0056626 | 0.99265 | -0.0049575 | 23.9238
146 | 0.83615 | 0.40382 | -0.8361 | -0.40494 | 4.7375e-05 | -0.0011243 | 0.027038 | 0.027053 | 0.027053 | 0.99137 | 0.0056626 | 0.99132 | 0.0061546 | 12.2967
147 | 0.085361 | 0.037414 | -0.08536 | -0.040255 | 1.1989e-06 | -0.0028403 | 0.0027104 | 0.0027446 | 0.0027446 | 0.99265 | -0.0049575 | 0.99264 | -0.0048519 | 1.2475
148 | 0.08536 | 0.040255 | -0.085359 | -0.041341 | 4.6678e-07 | -0.0010865 | 0.0027446 | 0.0027582 | 0.0027582 | 0.99264 | -0.0048519 | 0.99263 | -0.0048056 | 1.2537
149 | -0.25728 | -0.12461 | 0.25728 | 0.12451 | 3.8325e-07 | -9.6615e-05 | 0.008335 | 0.0083338 | 0.008335 | 0.99006 | -0.098378 | 0.99007 | -0.098391 | 3.7886
150 | -0.31476 | -0.15071 | 0.31482 | 0.13986 | 6.3301e-05 | -0.010845 | 0.010175 | 0.010043 | 0.010175 | 0.99007 | -0.098391 | 0.99025 | -0.099957 | 4.6251
151 | 0.057482 | 0.026199 | -0.057473 | -0.027835 | 8.5767e-06 | -0.0016368 | 0.0018419 | 0.0018622 | 0.0018622 | 0.99007 | -0.098391 | 0.98991 | -0.099486 | 0.88678
152 | -0.72656 | -0.33919 | 0.72672 | 0.33388 | 0.00016628 | -0.0053043 | 0.023375 | 0.023309 | 0.023375 | 0.99025 | -0.099957 | 0.99046 | -0.10176 | 10.6249
153 | 0.41174 | 0.19933 | -0.41171 | -0.1994 | 2.4165e-05 | -7.4134e-05 | 0.013335 | 0.013336 | 0.013336 | 0.99025 | -0.099957 | 0.99019 | -0.10034 | 6.3507
154 | 3.9692 | 1.8113 | -3.9686 | -1.8117 | 0.00052371 | -0.0004195 | 0.12679 | 0.12679 | 0.12679 | 0.99336 | -0.081302 | 0.99324 | -0.080302 | 57.6341
155 | -3.9692 | -1.8113 | 3.9745 | 1.807 | 0.005369 | -0.0043126 | 0.12679 | 0.12672 | 0.12679 | 0.99336 | -0.081302 | 0.99463 | -0.091492 | 57.6309
156 | 3.7212 | 1.6918 | -3.7114 | -1.6862 | 0.009768 | 0.0056622 | 0.11881 | 0.11881 | 0.11881 | 0.99324 | -0.080302 | 0.99046 | -0.10176 | 56.5764
157 | 0.34099 | 0.15302 | -0.34096 | -0.15802 | 3.3523e-05 | -0.0050023 | 0.010848 | 0.010908 | 0.010908 | 0.99463 | -0.091492 | 0.99454 | -0.090748 | 4.9582
158 | -4.8058 | -2.1862 | 4.8074 | 2.1826 | 0.00157 | -0.0035608 | 0.15323 | 0.15318 | 0.15323 | 0.99463 | -0.091492 | 0.99499 | -0.087269 | 42.33
159 | 0.23591 | 0.10307 | -0.23587 | -0.11387 | 3.4707e-05 | -0.010801 | 0.0074718 | 0.0076029 | 0.0076029 | 0.99463 | -0.091492 | 0.99449 | -0.090356 | 3.4559
160 | 0.25436 | 0.1231 | -0.25435 | -0.12319 | 9.3207e-06 | -8.5996e-05 | 0.0082015 | 0.0082026 | 0.0082026 | 0.99463 | -0.091492 | 0.99459 | -0.091734 | 3.906
161 | 2.9847 | 1.3523 | -2.9844 | -1.3527 | 0.00027276 | -0.00044372 | 0.095502 | 0.095508 | 0.095508 | 0.99046 | -0.10176 | 0.99038 | -0.10108 | 43.4127
162 | -0.31016 | -0.15022 | 0.31016 | 0.14977 | 2.5396e-06 | -0.00044908 | 0.0099997 | 0.009994 | 0.0099997 | 0.99487 | -0.08623 | 0.99488 | -0.086301 | 4.5453
163 | -0.31016 | -0.14977 | 0.3102 | 0.14326 | 3.6482e-05 | -0.0065087 | 0.009994 | 0.0099132 | 0.009994 | 0.99488 | -0.086301 | 0.99499 | -0.087269 | 4.5427
164 | 0.24583 | 0.11901 | -0.24582 | -0.11906 | 4.6729e-06 | -4.6434e-05 | 0.007924 | 0.0079247 | 0.0079247 | 0.99499 | -0.087269 | 0.99497 | -0.087394 | 3.7736
165 | 0.10697 | 0.045089 | -0.10696 | -0.050299 | 3.4046e-06 | -0.0052102 | 0.0033694 | 0.003431 | 0.003431 | 0.99454 | -0.090748 | 0.99451 | -0.090521 | 1.5595
166 | 0.23399 | 0.11293 | -0.23399 | -0.11333 | 1.265e-06 | -0.00039283 | 0.0075416 | 0.0075466 | 0.0075466 | 0.99454 | -0.090748 | 0.99453 | -0.090701 | 3.4303
167 | 0.23587 | 0.11387 | -0.23587 | -0.11424 | 1.2173e-06 | -0.00037191 | 0.0076029 | 0.0076076 | 0.0076076 | 0.99449 | -0.090356 | 0.99449 | -0.090311 | 3.458
168 | 0.10696 | 0.050299 | -0.10696 | -0.051804 | 1.0073e-06 | -0.0015051 | 0.003431 | 0.0034498 | 0.0034498 | 0.99451 | -0.090521 | 0.9945 | -0.090442 | 1.5681
169 | 0.43497 | 0.19442 | -0.43488 | -0.20278 | 9.2715e-05 | -0.0083541 | 0.013883 | 0.013984 | 0.013984 | 0.9907 | 0.011055 | 0.9905 | 0.012673 | 6.3565
170 | 0.073853 | 0.035281 | -0.073852 | -0.035768 | 1.5556e-07 | -0.00048724 | 0.0023745 | 0.0023806 | 0.0023806 | 0.99504 | -0.024728 | 0.99503 | -0.024709 | 1.0821
171 | 7.599 | 3.3795 | -7.5988 | -3.3818 | 0.00016936 | -0.0022549 | 0.24107 | 0.2411 | 0.2411 | 0.99587 | -0.08257 | 0.99585 | -0.082696 | 18.8952
172 | -0.088647 | -0.042933 | 0.088647 | 0.042517 | 1.9521e-07 | -0.00041633 | 0.0028707 | 0.0028654 | 0.0028707 | 0.99047 | 0.01291 | 0.99047 | 0.012891 | 1.3049
173 | -0.088647 | -0.042517 | 0.088649 | 0.036568 | 2.7141e-06 | -0.0059495 | 0.0028654 | 0.0027948 | 0.0028654 | 0.99047 | 0.012891 | 0.9905 | 0.012673 | 1.3025
174 | 0.34623 | 0.16621 | -0.34622 | -0.16768 | 1.0537e-05 | -0.0014701 | 0.011193 | 0.011212 | 0.011212 | 0.9905 | 0.012673 | 0.99047 | 0.012935 | 5.0962
175 | -0.29154 | -0.1412 | 0.29154 | 0.14076 | 2.1923e-06 | -0.00044039 | 0.0093913 | 0.0093857 | 0.0093913 | 0.99574 | -0.082183 | 0.99574 | -0.082248 | 4.2688
176 | -0.29154 | -0.14076 | 0.29155 | 0.14009 | 3.3144e-06 | -0.0006668 | 0.0093857 | 0.0093773 | 0.0093857 | 0.99574 | -0.082248 | 0.99575 | -0.082346 | 4.2662
177 | -0.29155 | -0.14009 | 0.29155 | 0.13944 | 3.2162e-06 | -0.00064821 | 0.0093773 | 0.0093692 | 0.0093773 | 0.99575 | -0.082346 | 0.99576 | -0.08244 | 4.2624
178 | -0.53543 | -0.25756 | 0.53545 | 0.25619 | 2.3034e-05 | -0.0013714 | 0.017225 | 0.017207 | 0.017225 | 0.99576 | -0.08244 | 0.9958 | -0.082807 | 7.8294
179 | -0.53545 | -0.25619 | 0.53545 | 0.25587 | 5.3158e-06 | -0.00031689 | 0.017207 | 0.017203 | 0.017207 | 0.9958 | -0.082807 | 0.99581 | -0.082891 | 7.8216
180 | 7.5285 | 3.3477 | -7.5282 | -3.3513 | 0.00026041 | -0.0035349 | 0.23884 | 0.23888 | 0.23888 | 0.99585 | -0.082696 | 0.99581 | -0.082891 | 18.7211

## res_trafo
| p_hv_mw | q_hv_mvar | p_lv_mw | q_lv_mvar | pl_mw | ql_mvar | i_hv_ka | i_lv_ka | vm_hv_pu | va_hv_degree | vm_lv_pu | va_lv_degree | loading_percent
0 | 2.6518e-14 | 1.7507e-14 | 0.013999 | 0.0105 | 0.013999 | 0.0105 | 1.6678e-16 | 0.00050517 | 0.99997 | 149.9981 | 1 | 0 | 0.069998

## res_ext_grid
| p_mw | q_mvar
0 | 22.4425 | 10.0491

## res_load
| p_mw | q_mvar
0 | 0.3771 | 0.18264
1 | 0.37899 | 0.18355
2 | 0.22677 | 0.10983
3 | 0.3313 | 0.16046
4 | 0.2876 | 0.13929
5 | 0.18545 | 0.089818
6 | 0.17452 | 0.084523
7 | 0.30997 | 0.15013
8 | 0.11176 | 0.054126
9 | 0.3892 | 0.1885
10 | 0.20931 | 0.10137
11 | 0.27445 | 0.13292
12 | 0.34032 | 0.16482
13 | 0.13604 | 0.065887
14 | 0.25039 | 0.12127
15 | 0.075715 | 0.036671
16 | 0.34113 | 0.16522
17 | 0.23922 | 0.11586
18 | 0.24202 | 0.11722
19 | 0.28492 | 0.13799
20 | 0.34227 | 0.16577
21 | 0.11355 | 0.054995
22 | 0.1128 | 0.054632
23 | 0.24296 | 0.11767
24 | 0.19667 | 0.095254
25 | 0.33122 | 0.16042
26 | 0.36089 | 0.17479
27 | 0.11175 | 0.054122
28 | 0.29543 | 0.14308
29 | 0.074917 | 0.036284
30 | 0.40237 | 0.19488
31 | 0.37035 | 0.17937
32 | 0.18631 | 0.090232
33 | 0.3981 | 0.19281
34 | 0.39956 | 0.19351
35 | 0.20754 | 0.10052
36 | 0.15848 | 0.076755
37 | 0.35317 | 0.17105
38 | 0.38584 | 0.18687
39 | 0.26124 | 0.12652
40 | 0.11429 | 0.055354
41 | 0.26583 | 0.12875
42 | 0.36919 | 0.17881
43 | 0.36803 | 0.17825
44 | 0.24934 | 0.12076
45 | 0.13803 | 0.066851
46 | 0.1012 | 0.049012
47 | 0.22892 | 0.11087
48 | 0.31048 | 0.15037
49 | 0.41419 | 0.2006
50 | 0.2706 | 0.13106
51 | 0.1651 | 0.079961
52 | 0.41385 | 0.20043
53 | 0.21961 | 0.10636
54 | 0.2396 | 0.11605
55 | 0.11598 | 0.05617
56 | 0.18559 | 0.089888
57 | 0.071047 | 0.034409
58 | 0.93968 | 0.45511
59 | 0.080829 | 0.039147
60 | 0.2686 | 0.13009
61 | 0.34575 | 0.16745
62 | 0.092399 | 0.044751
63 | 0.2483 | 0.12026
64 | 0.073195 | 0.03545
65 | 0.36777 | 0.17812
66 | 0.8361 | 0.40494
67 | 0.085359 | 0.041341
68 | 0.25728 | 0.12461
69 | 0.057473 | 0.027835
70 | 0.24749 | 0.11986
71 | 0.41171 | 0.1994
72 | 0.23348 | 0.11308
73 | 0.31016 | 0.15022
74 | 0.25435 | 0.12319
75 | 0.24582 | 0.11906
76 | 0.23399 | 0.11333
77 | 0.10696 | 0.051804
78 | 0.23587 | 0.11424
79 | 0.073852 | 0.035768
80 | 0.54444 | 0.26369
81 | 0.088647 | 0.042933
82 | 0.34622 | 0.16768
83 | 0.29154 | 0.1412
84 | 0.24388 | 0.11811
85 | 0.070329 | 0.034062

## dtypes
| element | column | dtype
0 | bus | name | object
1 | bus | vn_kv | float64
2 | bus | type | object
3 | bus | zone | object
4 | bus | in_service | bool
5 | load | name | object
6 | load | bus | uint32
7 | load | p_mw | float64
8 | load | q_mvar | float64
9 | load | const_z_percent | float64
10 | load | const_i_percent | float64
11 | load | sn_mva | float64
12 | load | scaling | float64
13 | load | in_service | bool
14 | load | type | object
15 | ext_grid | name | object
16 | ext_grid | bus | uint32
17 | ext_grid | vm_pu | float64
18 | ext_grid | va_degree | float64
19 | ext_grid | slack_weight | float64
20 | ext_grid | in_service | bool
21 | line | name | object
22 | line | std_type | object
23 | line | from_bus | uint32
24 | line | to_bus | uint32
25 | line | length_km | float64
26 | line | r_ohm_per_km | float64
27 | line | x_ohm_per_km | float64
28 | line | c_nf_per_km | float64
29 | line | g_us_per_km | float64
30 | line | max_i_ka | float64
31 | line | df | float64
32 | line | parallel | uint32
33 | line | type | object
34 | line | in_service | bool
35 | trafo | name | object
36 | trafo | std_type | object
37 | trafo | hv_bus | uint32
38 | trafo | lv_bus | uint32
39 | trafo | sn_mva | float64
40 | trafo | vn_hv_kv | float64
41 | trafo | vn_lv_kv | float64
42 | trafo | vk_percent | float64
43 | trafo | vkr_percent | float64
44 | trafo | pfe_kw | float64
45 | trafo | i0_percent | float64
46 | trafo | shift_degree | float64
47 | trafo | tap_side | object
48 | trafo | tap_neutral | int32
49 | trafo | tap_min | int32
50 | trafo | tap_max | int32
51 | trafo | tap_step_percent | float64
52 | trafo | tap_step_degree | float64
53 | trafo | tap_pos | int32
54 | trafo | tap_phase_shifter | bool
55 | trafo | parallel | uint32
56 | trafo | df | float64
57 | trafo | in_service | bool
58 | bus_geodata | x | float64
59 | bus_geodata | y | float64
60 | bus_geodata | coords | object
61 | res_bus | vm_pu | float64
62 | res_bus | va_degree | float64
63 | res_bus | p_mw | float64
64 | res_bus | q_mvar | float64
65 | res_line | p_from_mw | float64
66 | res_line | q_from_mvar | float64
67 | res_line | p_to_mw | float64
68 | res_line | q_to_mvar | float64
69 | res_line | pl_mw | float64
70 | res_line | ql_mvar | float64
71 | res_line | i_from_ka | float64
72 | res_line | i_to_ka | float64
73 | res_line | i_ka | float64
74 | res_line | vm_from_pu | float64
75 | res_line | va_from_degree | float64
76 | res_line | vm_to_pu | float64
77 | res_line | va_to_degree | float64
78 | res_line | loading_percent | float64
79 | res_trafo | p_hv_mw | float64
80 | res_trafo | q_hv_mvar | float64
81 | res_trafo | p_lv_mw | float64
82 | res_trafo | q_lv_mvar | float64
83 | res_trafo | pl_mw | float64
84 | res_trafo | ql_mvar | float64
85 | res_trafo | i_hv_ka | float64
86 | res_trafo | i_lv_ka | float64
87 | res_trafo | vm_hv_pu | float64
88 | res_trafo | va_hv_degree | float64
89 | res_trafo | vm_lv_pu | float64
90 | res_trafo | va_lv_degree | float64
91 | res_trafo | loading_percent | float64
92 | res_ext_grid | p_mw | float64
93 | res_ext_grid | q_mvar | float64
94 | res_load | p_mw | float64
95 | res_load | q_mvar | float64

## parameters
| version | format_version | converged | OPF_converged | name | f_hz | sn_mva
0 | 2.14.6 | 2.14.0 | TRUE | FALSE |  | 50 | 1