## bus
| name | vn_kv | type | zone | in_service
0 | bus_MV_606_0_node_0 | 20 | n |  | TRUE
1 | bus_MV_606_0_node_1 | 20 | n |  | TRUE
2 | bus_MV_606_0_node_3 | 20 | n |  | TRUE
3 | bus_MV_606_0_node_2 | 20 | n |  | TRUE
4 | bus_MV_606_0_node_4 | 20 | n |  | TRUE
5 | bus_MV_606_0_node_139 | 20 | n |  | TRUE
6 | bus_MV_606_0_node_7 | 20 | n |  | TRUE
7 | bus_MV_606_0_node_123 | 20 | n |  | TRUE
8 | bus_MV_606_0_node_122 | 20 | n |  | TRUE
9 | bus_MV_606_0_node_144 | 20 | n |  | TRUE
10 | bus_MV_606_0_node_5 | 20 | n |  | TRUE
11 | bus_MV_606_0_node_127 | 20 | n |  | TRUE
12 | bus_MV_606_0_node_131 | 20 | n |  | TRUE
13 | bus_MV_606_0_node_11 | 20 | n |  | TRUE
14 | bus_MV_606_0_node_13 | 20 | n |  | TRUE
15 | bus_MV_606_0_node_135 | 20 | n |  | TRUE
16 | bus_MV_606_0_node_8 | 20 | n |  | TRUE
17 | bus_MV_606_0_node_10 | 20 | n |  | TRUE
18 | bus_MV_606_0_node_158 | 20 | n |  | TRUE
19 | bus_MV_606_0_node_159 | 20 | n |  | TRUE
20 | bus_MV_606_0_node_12 | 20 | n |  | TRUE
21 | bus_MV_606_0_node_14 | 20 | n |  | TRUE
22 | bus_MV_606_0_node_34 | 20 | n |  | TRUE
23 | bus_MV_606_0_node_66 | 20 | n |  | TRUE
24 | bus_MV_606_0_node_107 | 20 | n |  | TRUE
25 | bus_MV_606_0_node_105 | 20 | n |  | TRUE
26 | bus_MV_606_0_node_140 | 20 | n |  | TRUE
27 | bus_MV_606_0_node_64 | 20 | n |  | TRUE
28 | bus_MV_606_0_node_121 | 20 | n |  | TRUE
29 | bus_MV_606_0_node_128 | 20 | n |  | TRUE
30 | bus_MV_606_0_node_35 | 20 | n |  | TRUE
31 | bus_MV_606_0_node_36 | 20 | n |  | TRUE
32 | bus_MV_606_0_node_146 | 20 | n |  | TRUE
33 | bus_MV_606_0_node_114 | 20 | n |  | TRUE
34 | bus_MV_606_0_node_67 | 20 | n |  | TRUE
35 | bus_MV_606_0_node_106 | 20 | n |  | TRUE
36 | bus_MV_606_0_node_15 | 20 | n |  | TRUE
37 | bus_MV_606_0_node_16 | 20 | n |  | TRUE
38 | bus_MV_606_0_node_17 | 20 | n |  | TRUE
39 | bus_MV_606_0_node_168 | 20 | n |  | TRUE
40 | bus_MV_606_0_node_74 | 20 | n |  | TRUE
41 | bus_MV_606_0_node_75 | 20 | n |  | TRUE
42 | bus_MV_606_0_node_169 | 20 | n |  | TRUE
43 | bus_MV_606_0_node_71 | 20 | n |  | TRUE
44 | bus_MV_606_0_node_72 | 20 | n |  | TRUE
45 | bus_MV_606_0_node_70 | 20 | n |  | TRUE
46 | bus_MV_606_0_node_138 | 20 | n |  | TRUE
47 | bus_MV_606_0_node_18 | 20 | n |  | TRUE
48 | bus_MV_606_0_node_19 | 20 | n |  | TRUE
49 | bus_MV_606_0_node_22 | 20 | n |  | TRUE
50 | bus_MV_606_0_node_90 | 20 | n |  | TRUE
51 | bus_MV_606_0_node_20 | 20 | n |  | TRUE
52 | bus_MV_606_0_node_21 | 20 | n |  | TRUE
53 | bus_MV_606_0_node_54 | 20 | n |  | TRUE
54 | bus_MV_606_0_node_57 | 20 | n |  | TRUE
55 | bus_MV_606_0_node_160 | 20 | n |  | TRUE
56 | bus_MV_606_0_node_87 | 20 | n |  | TRUE
57 | bus_MV_606_0_node_55 | 20 | n |  | TRUE
58 | bus_MV_606_0_node_23 | 20 | n |  | TRUE
59 | bus_MV_606_0_node_24 | 20 | n |  | TRUE
60 | bus_MV_606_0_node_25 | 20 | n |  | TRUE
61 | bus_MV_606_0_node_26 | 20 | n |  | TRUE
62 | bus_MV_606_0_node_27 | 20 | n |  | TRUE
63 | bus_MV_606_0_node_101 | 20 | n |  | TRUE
64 | bus_MV_606_0_node_30 | 20 | n |  | TRUE
65 | bus_MV_606_0_node_31 | 20 | n |  | TRUE
66 | bus_MV_606_0_node_32 | 20 | n |  | TRUE
67 | bus_MV_606_0_node_28 | 20 | n |  | TRUE
68 | bus_MV_606_0_node_102 | 20 | n |  | TRUE
69 | bus_MV_606_0_node_99 | 20 | n |  | TRUE
70 | bus_MV_606_0_node_33 | 20 | n |  | TRUE
71 | bus_MV_606_0_node_163 | 20 | n |  | TRUE
72 | bus_MV_606_0_node_166 | 20 | n |  | TRUE
73 | bus_MV_606_0_node_164 | 20 | n |  | TRUE
74 | bus_MV_606_0_node_152 | 20 | n |  | TRUE
75 | bus_MV_606_0_node_116 | 20 | n |  | TRUE
76 | bus_MV_606_0_node_37 | 20 | n |  | TRUE
77 | bus_MV_606_0_node_38 | 20 | n |  | TRUE
78 | bus_MV_606_0_node_39 | 20 | n |  | TRUE
79 | bus_MV_606_0_node_171 | 20 | n |  | TRUE
80 | bus_MV_606_0_node_40 | 20 | n |  | TRUE
81 | bus_MV_606_0_node_42 | 20 | n |  | TRUE
82 | bus_MV_606_0_node_53 | 20 | n |  | TRUE
83 | bus_MV_606_0_node_41 | 20 | n |  | TRUE
84 | bus_MV_606_0_node_162 | 20 | n |  | TRUE
85 | bus_MV_606_0_node_100 | 20 | n |  | TRUE
86 | bus_MV_606_0_node_117 | 20 | n |  | TRUE
87 | bus_MV_606_0_node_43 | 20 | n |  | TRUE
88 | bus_MV_606_0_node_142 | 20 | n |  | TRUE
89 | bus_MV_606_0_node_143 | 20 | n |  | TRUE
90 | bus_MV_606_0_node_56 | 20 | n |  | TRUE
91 | bus_MV_606_0_node_141 | 20 | n |  | TRUE
92 | bus_MV_606_0_node_44 | 20 | n |  | TRUE
93 | bus_MV_606_0_node_46 | 20 | n |  | TRUE
94 | bus_MV_606_0_node_47 | 20 | n |  | TRUE
95 | bus_MV_606_0_node_45 | 20 | n |  | TRUE
96 | bus_MV_606_0_node_51 | 20 | n |  | TRUE
97 | bus_MV_606_0_node_52 | 20 | n |  | TRUE
98 | bus_MV_606_0_node_50 | 20 | n |  | TRUE
99 | bus_MV_606_0_node_48 | 20 | n |  | TRUE
100 | bus_MV_606_0_node_137 | 20 | n |  | TRUE
101 | bus_MV_606_0_node_120 | 20 | n |  | TRUE
102 | bus_MV_606_0_node_49 | 20 | n |  | TRUE
103 | bus_MV_606_0_node_170 | 20 | n |  | TRUE
104 | bus_MV_606_0_node_161 | 20 | n |  | TRUE
105 | bus_MV_606_0_node_110 | 20 | n |  | TRUE
106 | bus_MV_606_0_node_108 | 20 | n |  | TRUE
107 | bus_MV_606_0_node_111 | 20 | n |  | TRUE
108 | bus_MV_606_0_node_112 | 20 | n |  | TRUE
109 | bus_MV_606_0_node_113 | 20 | n |  | TRUE
110 | bus_MV_606_0_node_119 | 20 | n |  | TRUE
111 | bus_MV_606_0_node_167 | 20 | n |  | TRUE
112 | bus_MV_606_0_node_156 | 20 | n |  | TRUE
113 | bus_MV_606_0_node_60 | 20 | n |  | TRUE
114 | bus_MV_606_0_node_61 | 20 | n |  | TRUE
115 | bus_MV_606_0_node_62 | 20 | n |  | TRUE
116 | bus_MV_606_0_node_63 | 20 | n |  | TRUE
117 | bus_MV_606_0_node_65 | 20 | n |  | TRUE
118 | bus_MV_606_0_node_149 | 20 | n |  | TRUE
119 | bus_MV_606_0_node_150 | 20 | n |  | TRUE
120 | bus_MV_606_0_node_96 | 20 | n |  | TRUE
121 | bus_MV_606_0_node_68 | 20 | n |  | TRUE
122 | bus_MV_606_0_node_69 | 20 | n |  | TRUE
123 | bus_MV_606_0_node_124 | 20 | n |  | TRUE
124 | bus_MV_606_0_node_126 | 20 | n |  | TRUE
125 | bus_MV_606_0_node_125 | 20 | n |  | TRUE
126 | bus_MV_606_0_node_73 | 20 | n |  | TRUE
127 | bus_MV_606_0_node_145 | 20 | n |  | TRUE
128 | bus_MV_606_0_node_155 | 20 | n |  | TRUE
129 | bus_MV_606_0_node_79 | 20 | n |  | TRUE
130 | bus_MV_606_0_node_86 | 20 | n |  | TRUE
131 | bus_MV_606_0_node_78 | 20 | n |  | TRUE
132 | bus_MV_606_0_node_76 | 20 | n |  | TRUE
133 | bus_MV_606_0_node_77 | 20 | n |  | TRUE
134 | bus_MV_606_0_node_80 | 20 | n |  | TRUE
135 | bus_MV_606_0_node_94 | 20 | n |  | TRUE
136 | bus_MV_606_0_node_91 | 20 | n |  | TRUE
137 | bus_MV_606_0_node_95 | 20 | n |  | TRUE
138 | bus_MV_606_0_node_92 | 20 | n |  | TRUE
139 | bus_MV_606_0_node_81 | 20 | n |  | TRUE
140 | bus_MV_606_0_node_82 | 20 | n |  | TRUE
141 | bus_MV_606_0_node_83 | 20 | n |  | TRUE
142 | bus_MV_606_0_node_157 | 20 | n |  | TRUE
143 | bus_MV_606_0_node_84 | 20 | n |  | TRUE
144 | bus_MV_606_0_node_85 | 20 | n |  | TRUE
145 | bus_MV_606_0_node_172 | 20 | n |  | TRUE
146 | bus_MV_606_0_node_148 | 20 | n |  | TRUE
147 | bus_MV_606_0_node_151 | 20 | n |  | TRUE
148 | bus_MV_606_0_node_93 | 20 | n |  | TRUE
149 | bus_MV_606_0_node_154 | 20 | n |  | TRUE
150 | bus_MV_606_0_node_88 | 20 | n |  | TRUE
151 | bus_MV_606_0_node_89 | 20 | n |  | TRUE
152 | bus_MV_606_0_node_98 | 20 | n |  | TRUE
153 | bus_MV_606_0_node_97 | 20 | n |  | TRUE
154 | bus_MV_606_0_node_103 | 20 | n |  | TRUE
155 | bus_MV_606_0_node_104 | 20 | n |  | TRUE
156 | bus_MV_606_0_node_109 | 20 | n |  | TRUE
157 | bus_MV_606_0_node_136 | 20 | n |  | TRUE
158 | bus_MV_606_0_node_115 | 20 | n |  | TRUE
159 | bus_MV_606_0_node_147 | 20 | n |  | TRUE
160 | bus_MV_606_0_node_129 | 20 | n |  | TRUE
161 | bus_MV_606_0_node_130 | 20 | n |  | TRUE
162 | bus_MV_606_0_node_132 | 20 | n |  | TRUE
163 | bus_MV_606_0_node_133 | 20 | n |  | TRUE
164 | bus_MV_606_0_node_134 | 20 | n |  | TRUE
165 | bus_MV_606_0_node_165 | 20 | n |  | TRUE
166 | bus_HV_606_0_node_20 | 110 | n |  | TRUE

## load
| name | bus | p_mw | q_mvar | const_z_percent | const_i_percent | sn_mva | scaling | in_service | type
0 | MV_606_0_load_0 | 0 | 0.37175 | 0.18005 | 0 | 0 |  | 1 | TRUE | wye
1 | MV_606_0_load_139 | 5 | 0.17334 | 0.083953 | 0 | 0 |  | 1 | TRUE | wye
2 | MV_606_0_load_123 | 7 | 0.48549 | 0.23513 | 0 | 0 |  | 1 | TRUE | wye
3 | MV_606_0_load_144 | 9 | 0.26371 | 0.12772 | 0 | 0 |  | 1 | TRUE | wye
4 | MV_606_0_load_127 | 11 | 0.11907 | 0.05767 | 0 | 0 |  | 1 | TRUE | wye
5 | MV_606_0_load_131 | 12 | 0.13419 | 0.06499 | 0 | 0 |  | 1 | TRUE | wye
6 | MV_606_0_load_135 | 15 | 0.091514 | 0.044322 | 0 | 0 |  | 1 | TRUE | wye
7 | MV_606_0_load_158 | 18 | 0.38585 | 0.18688 | 0 | 0 |  | 1 | TRUE | wye
8 | MV_606_0_load_159 | 19 | 0.07028 | 0.034038 | 0 | 0 |  | 1 | TRUE | wye
9 | MV_606_0_load_34 | 22 | 0.359 | 0.17387 | 0 | 0 |  | 1 | TRUE | wye
10 | MV_606_0_load_66 | 23 | 0.11341 | 0.054926 | 0 | 0 |  | 1 | TRUE | wye
11 | MV_606_0_load_107 | 24 | 0.077474 | 0.037522 | 0 | 0 |  | 1 | TRUE | wye
12 | MV_606_0_load_105 | 25 | 0.072609 | 0.035166 | 0 | 0 |  | 1 | TRUE | wye
13 | MV_606_0_load_140 | 26 | 0.24252 | 0.11746 | 0 | 0 |  | 1 | TRUE | wye
14 | MV_606_0_load_121 | 28 | 0.45149 | 0.21867 | 0 | 0 |  | 1 | TRUE | wye
15 | MV_606_0_load_146 | 32 | 0.068425 | 0.03314 | 0 | 0 |  | 1 | TRUE | wye
16 | MV_606_0_load_15 | 36 | 0.18415 | 0.08919 | 0 | 0 |  | 1 | TRUE | wye
17 | MV_606_0_load_168 | 39 | 0.069871 | 0.03384 | 0 | 0 |  | 1 | TRUE | wye
18 | MV_606_0_load_169 | 42 | 0.077689 | 0.037626 | 0 | 0 |  | 1 | TRUE | wye
19 | MV_606_0_load_70 | 45 | 0.10822 | 0.052415 | 0 | 0 |  | 1 | TRUE | wye
20 | MV_606_0_load_138 | 46 | 0.091669 | 0.044397 | 0 | 0 |  | 1 | TRUE | wye
21 | MV_606_0_load_18 | 47 | 0.27855 | 0.13491 | 0 | 0 |  | 1 | TRUE | wye
22 | MV_606_0_load_90 | 50 | 0.3277 | 0.15871 | 0 | 0 |  | 1 | TRUE | wye
23 | MV_606_0_load_54 | 53 | 0.31122 | 0.15073 | 0 | 0 |  | 1 | TRUE | wye
24 | MV_606_0_load_57 | 54 | 0.26696 | 0.12929 | 0 | 0 |  | 1 | TRUE | wye
25 | MV_606_0_load_160 | 55 | 0.31703 | 0.15354 | 0 | 0 |  | 1 | TRUE | wye
26 | MV_606_0_load_87 | 56 | 0.073459 | 0.035578 | 0 | 0 |  | 1 | TRUE | wye
27 | MV_606_0_load_23 | 58 | 0.17345 | 0.084006 | 0 | 0 |  | 1 | TRUE | wye
28 | MV_606_0_load_101 | 63 | 0.085366 | 0.041345 | 0 | 0 |  | 1 | TRUE | wye
29 | MV_606_0_load_28 | 67 | 0.24996 | 0.12106 | 0 | 0 |  | 1 | TRUE | wye
30 | MV_606_0_load_99 | 69 | 0.12866 | 0.062314 | 0 | 0 |  | 1 | TRUE | wye
31 | MV_606_0_load_163 | 71 | 0.38518 | 0.18655 | 0 | 0 |  | 1 | TRUE | wye
32 | MV_606_0_load_166 | 72 | 0.27971 | 0.13547 | 0 | 0 |  | 1 | TRUE | wye
33 | MV_606_0_load_164 | 73 | 0.2983 | 0.14447 | 0 | 0 |  | 1 | TRUE | wye
34 | MV_606_0_load_116 | 75 | 0.073867 | 0.035776 | 0 | 0 |  | 1 | TRUE | wye
35 | MV_606_0_load_37 | 76 | 0.32658 | 0.15817 | 0 | 0 |  | 1 | TRUE | wye
36 | MV_606_0_load_171 | 79 | 0.26646 | 0.12905 | 0 | 0 |  | 1 | TRUE | wye
37 | MV_606_0_load_53 | 82 | 0.3374 | 0.16341 | 0 | 0 |  | 1 | TRUE | wye
38 | MV_606_0_load_162 | 84 | 0.36841 | 0.17843 | 0 | 0 |  | 1 | TRUE | wye
39 | MV_606_0_load_100 | 85 | 0.095097 | 0.046057 | 0 | 0 |  | 1 | TRUE | wye
40 | MV_606_0_load_43 | 87 | 0.21384 | 0.10357 | 0 | 0 |  | 1 | TRUE | wye
41 | MV_606_0_load_141 | 91 | 0.085738 | 0.041525 | 0 | 0 |  | 1 | TRUE | wye
42 | MV_606_0_load_44 | 92 | 0.22439 | 0.10868 | 0 | 0 |  | 1 | TRUE | wye
43 | MV_606_0_load_137 | 100 | 0.39333 | 0.1905 | 0 | 0 |  | 1 | TRUE | wye
44 | MV_606_0_load_170 | 103 | 0.19936 | 0.096557 | 0 | 0 |  | 1 | TRUE | wye
45 | MV_606_0_load_161 | 104 | 0.45697 | 0.22132 | 0 | 0 |  | 1 | TRUE | wye
46 | MV_606_0_load_110 | 105 | 0.29917 | 0.14489 | 0 | 0 |  | 1 | TRUE | wye
47 | MV_606_0_load_111 | 107 | 0.18044 | 0.08739 | 0 | 0 |  | 1 | TRUE | wye
48 | MV_606_0_load_112 | 108 | 0.137 | 0.066353 | 0 | 0 |  | 1 | TRUE | wye
49 | MV_606_0_load_119 | 110 | 0.075996 | 0.036806 | 0 | 0 |  | 1 | TRUE | wye
50 | MV_606_0_load_167 | 111 | 0.091638 | 0.044383 | 0 | 0 |  | 1 | TRUE | wye
51 | MV_606_0_load_156 | 112 | 0.13031 | 0.063113 | 0 | 0 |  | 1 | TRUE | wye
52 | MV_606_0_load_60 | 113 | 0.32137 | 0.15565 | 0 | 0 |  | 1 | TRUE | wye
53 | MV_606_0_load_149 | 118 | 0.15032 | 0.072802 | 0 | 0 |  | 1 | TRUE | wye
54 | MV_606_0_load_150 | 119 | 0.1256 | 0.060829 | 0 | 0 |  | 1 | TRUE | wye
55 | MV_606_0_load_124 | 123 | 0.11779 | 0.057048 | 0 | 0 |  | 1 | TRUE | wye
56 | MV_606_0_load_126 | 124 | 0.070543 | 0.034165 | 0 | 0 |  | 1 | TRUE | wye
57 | MV_606_0_load_125 | 125 | 0.2708 | 0.13115 | 0 | 0 |  | 1 | TRUE | wye
58 | MV_606_0_load_145 | 127 | 0.088209 | 0.042722 | 0 | 0 |  | 1 | TRUE | wye
59 | MV_606_0_load_155 | 128 | 0.088132 | 0.042684 | 0 | 0 |  | 1 | TRUE | wye
60 | MV_606_0_load_86 | 130 | 0.078709 | 0.038121 | 0 | 0 |  | 1 | TRUE | wye
61 | MV_606_0_load_76 | 132 | 0.075815 | 0.036719 | 0 | 0 |  | 1 | TRUE | wye
62 | MV_606_0_load_94 | 135 | 2.0955 | 1.0149 | 0 | 0 |  | 1 | TRUE | wye
63 | MV_606_0_load_91 | 136 | 0.071518 | 0.034638 | 0 | 0 |  | 1 | TRUE | wye
64 | MV_606_0_load_81 | 139 | 0.094751 | 0.04589 | 0 | 0 |  | 1 | TRUE | wye
65 | MV_606_0_load_157 | 142 | 0.4133 | 0.20017 | 0 | 0 |  | 1 | TRUE | wye
66 | MV_606_0_load_172 | 145 | 0.40045 | 0.19395 | 0 | 0 |  | 1 | TRUE | wye
67 | MV_606_0_load_148 | 146 | 0.078543 | 0.03804 | 0 | 0 |  | 1 | TRUE | wye
68 | MV_606_0_load_151 | 147 | 0.22059 | 0.10683 | 0 | 0 |  | 1 | TRUE | wye
69 | MV_606_0_load_98 | 152 | 0.37973 | 0.18391 | 0 | 0 |  | 1 | TRUE | wye
70 | MV_606_0_load_97 | 153 | 0.29248 | 0.14165 | 0 | 0 |  | 1 | TRUE | wye
71 | MV_606_0_load_104 | 155 | 0.27478 | 0.13308 | 0 | 0 |  | 1 | TRUE | wye
72 | MV_606_0_load_136 | 157 | 0.1242 | 0.060151 | 0 | 0 |  | 1 | TRUE | wye
73 | MV_606_0_load_147 | 159 | 0.073799 | 0.035742 | 0 | 0 |  | 1 | TRUE | wye
74 | MV_606_0_load_130 | 161 | 0.14147 | 0.068518 | 0 | 0 |  | 1 | TRUE | wye
75 | MV_606_0_load_132 | 162 | 0.17428 | 0.084407 | 0 | 0 |  | 1 | TRUE | wye
76 | MV_606_0_load_165 | 165 | 0.40713 | 0.19718 | 0 | 0 |  | 1 | TRUE | wye

## ext_grid
| name | bus | vm_pu | va_degree | slack_weight | in_service
0 |  | 51 | 1 | 0 | 1 | TRUE

## line
| name | std_type | from_bus | to_bus | length_km | r_ohm_per_km | x_ohm_per_km | c_nf_per_km | g_us_per_km | max_i_ka | df | parallel | type | in_service
0 | MV_606_0_line_0 |  | 0 | 1 | 0.036503 | 0.445 | 0.132 | 190 | 0 | 0.22 | 1 | 1 | cs | TRUE
1 | MV_606_0_line_1 |  | 1 | 2 | 0.094996 | 0.445 | 0.132 | 190 | 0 | 0.22 | 1 | 1 | cs | TRUE
2 | MV_606_0_line_2 |  | 2 | 4 | 0.050283 | 0.445 | 0.132 | 190 | 0 | 0.22 | 1 | 1 | cs | TRUE
3 | MV_606_0_line_3 |  | 2 | 6 | 0.15109 | 0.161 | 0.117 | 273 | 0 | 0.362 | 1 | 1 | cs | TRUE
4 | MV_606_0_line_4 |  | 2 | 7 | 0.02126 | 0.161 | 0.117 | 273 | 0 | 0.362 | 1 | 1 | cs | TRUE
5 | MV_606_0_line_5 |  | 3 | 4 | 0.077632 | 0.445 | 0.132 | 190 | 0 | 0.22 | 1 | 1 | cs | TRUE
6 | MV_606_0_line_6 |  | 3 | 5 | 0.016342 | 0.445 | 0.132 | 190 | 0 | 0.22 | 1 | 1 | cs | TRUE
7 | MV_606_0_line_7 |  | 4 | 8 | 0.027692 | 0.445 | 0.132 | 190 | 0 | 0.22 | 1 | 1 | cs | TRUE
8 | MV_606_0_line_8 |  | 4 | 9 | 0.006937 | 0.445 | 0.132 | 190 | 0 | 0.22 | 1 | 1 | cs | TRUE
9 | MV_606_0_line_9 |  | 5 | 26 | 0.01426 | 0.445 | 0.132 | 190 | 0 | 0.22 | 1 | 1 | cs | TRUE
10 | MV_606_0_line_10 |  | 6 | 13 | 0.32473 | 0.445 | 0.132 | 190 | 0 | 0.22 | 1 | 1 | cs | TRUE
11 | MV_606_0_line_11 |  | 6 | 14 | 0.43006 | 0.445 | 0.132 | 190 | 0 | 0.22 | 1 | 1 | cs | TRUE
12 | MV_606_0_line_12 |  | 6 | 15 | 0.029651 | 0.445 | 0.132 | 190 | 0 | 0.22 | 1 | 1 | cs | TRUE
13 | MV_606_0_line_13 |  | 7 | 27 | 0.034718 | 0.0515 | 0.029 | 1000 | 0 | 1.276 | 1 | 1 | cs | TRUE
14 | MV_606_0_line_14 |  | 8 | 28 | 0.033865 | 0.445 | 0.132 | 190 | 0 | 0.22 | 1 | 1 | cs | TRUE
15 | MV_606_0_line_15 |  | 10 | 11 | 0.055577 | 0.445 | 0.132 | 190 | 0 | 0.22 | 1 | 1 | cs | TRUE
16 | MV_606_0_line_16 |  | 10 | 12 | 0.096928 | 0.5939 | 0.372 | 9.5 | 0 | 0.21 | 1 | 1 | ol | TRUE
17 | MV_606_0_line_17 |  | 11 | 29 | 0.05562 | 0.445 | 0.132 | 190 | 0 | 0.22 | 1 | 1 | cs | TRUE
18 | MV_606_0_line_18 |  | 12 | 31 | 0.040812 | 0.445 | 0.132 | 190 | 0 | 0.22 | 1 | 1 | cs | TRUE
19 | MV_606_0_line_19 |  | 13 | 17 | 0.090281 | 0.445 | 0.132 | 190 | 0 | 0.22 | 1 | 1 | cs | TRUE
20 | MV_606_0_line_20 |  | 14 | 23 | 0.033469 | 0.445 | 0.132 | 190 | 0 | 0.22 | 1 | 1 | cs | TRUE
21 | MV_606_0_line_21 |  | 16 | 17 | 0.092828 | 0.445 | 0.132 | 190 | 0 | 0.22 | 1 | 1 | cs | TRUE
22 | MV_606_0_line_22 |  | 16 | 18 | 0.013318 | 0.5939 | 0.372 | 9.5 | 0 | 0.21 | 1 | 1 | ol | TRUE
23 | MV_606_0_line_23 |  | 17 | 19 | 0.016526 | 0.445 | 0.132 | 190 | 0 | 0.22 | 1 | 1 | cs | TRUE
24 | MV_606_0_line_24 |  | 17 | 20 | 0.32587 | 0.445 | 0.132 | 190 | 0 | 0.22 | 1 | 1 | cs | TRUE
25 | MV_606_0_line_25 |  | 20 | 21 | 0.071736 | 0.445 | 0.132 | 190 | 0 | 0.22 | 1 | 1 | cs | TRUE
26 | MV_606_0_line_26 |  | 20 | 22 | 0.12805 | 0.5939 | 0.372 | 9.5 | 0 | 0.21 | 1 | 1 | ol | TRUE
27 | MV_606_0_line_27 |  | 21 | 24 | 0.053971 | 0.445 | 0.132 | 190 | 0 | 0.22 | 1 | 1 | cs | TRUE
28 | MV_606_0_line_28 |  | 21 | 25 | 0.046113 | 0.445 | 0.132 | 190 | 0 | 0.22 | 1 | 1 | cs | TRUE
29 | MV_606_0_line_29 |  | 22 | 30 | 0.048803 | 0.445 | 0.132 | 190 | 0 | 0.22 | 1 | 1 | cs | TRUE
30 | MV_606_0_line_30 |  | 23 | 34 | 0.014222 | 0.445 | 0.132 | 190 | 0 | 0.22 | 1 | 1 | cs | TRUE
31 | MV_606_0_line_31 |  | 25 | 35 | 0.04737 | 0.445 | 0.132 | 190 | 0 | 0.22 | 1 | 1 | cs | TRUE
32 | MV_606_0_line_32 |  | 27 | 114 | 0.2828 | 0.0515 | 0.029 | 1000 | 0 | 1.276 | 1 | 1 | cs | TRUE
33 | MV_606_0_line_33 |  | 29 | 160 | 0.14271 | 0.445 | 0.132 | 190 | 0 | 0.22 | 1 | 1 | cs | TRUE
34 | MV_606_0_line_34 |  | 30 | 31 | 0.028638 | 0.445 | 0.132 | 190 | 0 | 0.22 | 1 | 1 | cs | TRUE
35 | MV_606_0_line_35 |  | 32 | 33 | 0.0090169 | 0.445 | 0.132 | 190 | 0 | 0.22 | 1 | 1 | cs | TRUE
36 | MV_606_0_line_36 |  | 33 | 109 | 0.12764 | 0.445 | 0.132 | 190 | 0 | 0.22 | 1 | 1 | cs | TRUE
37 | MV_606_0_line_37 |  | 34 | 121 | 0.25087 | 0.445 | 0.132 | 190 | 0 | 0.22 | 1 | 1 | cs | TRUE
38 | MV_606_0_line_38 |  | 35 | 156 | 0.28235 | 0.445 | 0.132 | 190 | 0 | 0.22 | 1 | 1 | cs | TRUE
39 | MV_606_0_line_39 |  | 35 | 106 | 0.054809 | 0.445 | 0.132 | 190 | 0 | 0.22 | 1 | 1 | cs | TRUE
40 | MV_606_0_line_40 |  | 36 | 37 | 0.10045 | 0.445 | 0.132 | 190 | 0 | 0.22 | 1 | 1 | cs | TRUE
41 | MV_606_0_line_41 |  | 37 | 38 | 0.18361 | 0.445 | 0.132 | 190 | 0 | 0.22 | 1 | 1 | cs | TRUE
42 | MV_606_0_line_42 |  | 38 | 39 | 0.006904 | 0.445 | 0.132 | 190 | 0 | 0.22 | 1 | 1 | cs | TRUE
43 | MV_606_0_line_43 |  | 38 | 40 | 0.13319 | 0.445 | 0.132 | 190 | 0 | 0.22 | 1 | 1 | cs | TRUE
44 | MV_606_0_line_44 |  | 38 | 41 | 0.16789 | 0.445 | 0.132 | 190 | 0 | 0.22 | 1 | 1 | cs | TRUE
45 | MV_606_0_line_45 |  | 40 | 42 | 0.002782 | 0.445 | 0.132 | 190 | 0 | 0.22 | 1 | 1 | cs | TRUE
46 | MV_606_0_line_46 |  | 41 | 46 | 0.029811 | 0.445 | 0.132 | 190 | 0 | 0.22 | 1 | 1 | cs | TRUE
47 | MV_606_0_line_47 |  | 41 | 43 | 0.26138 | 0.445 | 0.132 | 190 | 0 | 0.22 | 1 | 1 | cs | TRUE
48 | MV_606_0_line_48 |  | 43 | 44 | 0.11983 | 0.445 | 0.132 | 190 | 0 | 0.22 | 1 | 1 | cs | TRUE
49 | MV_606_0_line_49 |  | 43 | 45 | 0.065203 | 0.445 | 0.132 | 190 | 0 | 0.22 | 1 | 1 | cs | TRUE
50 | MV_606_0_line_50 |  | 44 | 126 | 0.40463 | 0.445 | 0.132 | 190 | 0 | 0.22 | 1 | 1 | cs | TRUE
51 | MV_606_0_line_51 |  | 44 | 127 | 0.053392 | 0.445 | 0.132 | 190 | 0 | 0.22 | 1 | 1 | cs | TRUE
52 | MV_606_0_line_52 |  | 47 | 48 | 0.039692 | 0.445 | 0.132 | 190 | 0 | 0.22 | 1 | 1 | cs | TRUE
53 | MV_606_0_line_53 |  | 48 | 49 | 0.44972 | 0.0515 | 0.029 | 1000 | 0 | 1.276 | 1 | 1 | cs | TRUE
54 | MV_606_0_line_54 |  | 48 | 50 | 0.085456 | 0.0595 | 0.16 | 22 | 0 | 1.29 | 1 | 1 | ol | TRUE
55 | MV_606_0_line_55 |  | 49 | 51 | 0.2885 | 0.0515 | 0.029 | 1000 | 0 | 1.276 | 1 | 1 | cs | TRUE
56 | MV_606_0_line_56 |  | 50 | 56 | 0.069685 | 0.0595 | 0.16 | 22 | 0 | 1.29 | 1 | 1 | ol | TRUE
57 | MV_606_0_line_57 |  | 51 | 52 | 0.076208 | 0.445 | 0.132 | 190 | 0 | 0.22 | 1 | 1 | cs | TRUE
58 | MV_606_0_line_58 |  | 51 | 53 | 0.044099 | 0.445 | 0.132 | 190 | 0 | 0.22 | 1 | 1 | cs | TRUE
59 | MV_606_0_line_59 |  | 51 | 54 | 0.067923 | 0.5939 | 0.372 | 9.5 | 0 | 0.21 | 1 | 1 | ol | TRUE
60 | MV_606_0_line_60 |  | 52 | 55 | 0.024712 | 0.445 | 0.132 | 190 | 0 | 0.22 | 1 | 1 | cs | TRUE
61 | MV_606_0_line_61 |  | 53 | 57 | 0.035859 | 0.445 | 0.132 | 190 | 0 | 0.22 | 1 | 1 | cs | TRUE
62 | MV_606_0_line_62 |  | 56 | 150 | 0.036583 | 0.0515 | 0.029 | 1000 | 0 | 1.276 | 1 | 1 | cs | TRUE
63 | MV_606_0_line_63 |  | 57 | 90 | 0.15909 | 0.445 | 0.132 | 190 | 0 | 0.22 | 1 | 1 | cs | TRUE
64 | MV_606_0_line_64 |  | 58 | 59 | 0.025016 | 0.445 | 0.132 | 190 | 0 | 0.22 | 1 | 1 | cs | TRUE
65 | MV_606_0_line_65 |  | 58 | 60 | 0.040488 | 0.445 | 0.132 | 190 | 0 | 0.22 | 1 | 1 | cs | TRUE
66 | MV_606_0_line_66 |  | 59 | 61 | 0.097983 | 0.445 | 0.132 | 190 | 0 | 0.22 | 1 | 1 | cs | TRUE
67 | MV_606_0_line_67 |  | 60 | 62 | 0.02124 | 0.445 | 0.132 | 190 | 0 | 0.22 | 1 | 1 | cs | TRUE
68 | MV_606_0_line_68 |  | 61 | 63 | 0.019652 | 0.445 | 0.132 | 190 | 0 | 0.22 | 1 | 1 | cs | TRUE
69 | MV_606_0_line_69 |  | 62 | 64 | 0.22333 | 0.445 | 0.132 | 190 | 0 | 0.22 | 1 | 1 | cs | TRUE
70 | MV_606_0_line_70 |  | 62 | 65 | 0.34824 | 0.445 | 0.132 | 190 | 0 | 0.22 | 1 | 1 | cs | TRUE
71 | MV_606_0_line_71 |  | 62 | 66 | 0.50027 | 0.445 | 0.132 | 190 | 0 | 0.22 | 1 | 1 | cs | TRUE
72 | MV_606_0_line_72 |  | 62 | 67 | 0.025172 | 0.5939 | 0.372 | 9.5 | 0 | 0.21 | 1 | 1 | ol | TRUE
73 | MV_606_0_line_73 |  | 63 | 68 | 0.042291 | 0.445 | 0.132 | 190 | 0 | 0.22 | 1 | 1 | cs | TRUE
74 | MV_606_0_line_74 |  | 64 | 69 | 0.020314 | 0.445 | 0.132 | 190 | 0 | 0.22 | 1 | 1 | cs | TRUE
75 | MV_606_0_line_75 |  | 65 | 70 | 0.16842 | 0.445 | 0.132 | 190 | 0 | 0.22 | 1 | 1 | cs | TRUE
76 | MV_606_0_line_76 |  | 66 | 71 | 0.022966 | 0.445 | 0.132 | 190 | 0 | 0.22 | 1 | 1 | cs | TRUE
77 | MV_606_0_line_77 |  | 68 | 154 | 0.004988 | 0.445 | 0.132 | 190 | 0 | 0.22 | 1 | 1 | cs | TRUE
78 | MV_606_0_line_78 |  | 69 | 73 | 0.043635 | 0.5939 | 0.372 | 9.5 | 0 | 0.21 | 1 | 1 | ol | TRUE
79 | MV_606_0_line_79 |  | 70 | 72 | 0.038767 | 0.445 | 0.132 | 190 | 0 | 0.22 | 1 | 1 | cs | TRUE
80 | MV_606_0_line_80 |  | 71 | 74 | 0.12968 | 0.5939 | 0.372 | 9.5 | 0 | 0.21 | 1 | 1 | ol | TRUE
81 | MV_606_0_line_81 |  | 72 | 75 | 0.10357 | 0.5939 | 0.372 | 9.5 | 0 | 0.21 | 1 | 1 | ol | TRUE
82 | MV_606_0_line_82 |  | 74 | 147 | 0.012704 | 0.445 | 0.132 | 190 | 0 | 0.22 | 1 | 1 | cs | TRUE
83 | MV_606_0_line_83 |  | 75 | 86 | 0.013385 | 0.445 | 0.132 | 190 | 0 | 0.22 | 1 | 1 | cs | TRUE
84 | MV_606_0_line_84 |  | 76 | 77 | 0.056904 | 0.445 | 0.132 | 190 | 0 | 0.22 | 1 | 1 | cs | TRUE
85 | MV_606_0_line_85 |  | 77 | 78 | 0.224 | 0.445 | 0.132 | 190 | 0 | 0.22 | 1 | 1 | cs | TRUE
86 | MV_606_0_line_86 |  | 78 | 79 | 0.021688 | 0.445 | 0.132 | 190 | 0 | 0.22 | 1 | 1 | cs | TRUE
87 | MV_606_0_line_87 |  | 78 | 80 | 0.51434 | 0.445 | 0.132 | 190 | 0 | 0.22 | 1 | 1 | cs | TRUE
88 | MV_606_0_line_88 |  | 78 | 81 | 0.37004 | 0.445 | 0.132 | 190 | 0 | 0.22 | 1 | 1 | cs | TRUE
89 | MV_606_0_line_89 |  | 80 | 82 | 0.014851 | 0.445 | 0.132 | 190 | 0 | 0.22 | 1 | 1 | cs | TRUE
90 | MV_606_0_line_90 |  | 81 | 85 | 0.024136 | 0.445 | 0.132 | 190 | 0 | 0.22 | 1 | 1 | cs | TRUE
91 | MV_606_0_line_91 |  | 81 | 86 | 0.10506 | 0.5939 | 0.372 | 9.5 | 0 | 0.21 | 1 | 1 | ol | TRUE
92 | MV_606_0_line_92 |  | 81 | 83 | 0.11389 | 0.445 | 0.132 | 190 | 0 | 0.22 | 1 | 1 | cs | TRUE
93 | MV_606_0_line_93 |  | 83 | 84 | 0.004893 | 0.445 | 0.132 | 190 | 0 | 0.22 | 1 | 1 | cs | TRUE
94 | MV_606_0_line_94 |  | 87 | 88 | 0.066371 | 0.5939 | 0.372 | 9.5 | 0 | 0.21 | 1 | 1 | ol | TRUE
95 | MV_606_0_line_95 |  | 88 | 89 | 0.087821 | 0.445 | 0.132 | 190 | 0 | 0.22 | 1 | 1 | cs | TRUE
96 | MV_606_0_line_96 |  | 88 | 90 | 0.1551 | 0.445 | 0.132 | 190 | 0 | 0.22 | 1 | 1 | cs | TRUE
97 | MV_606_0_line_97 |  | 88 | 91 | 0.012297 | 0.445 | 0.132 | 190 | 0 | 0.22 | 1 | 1 | cs | TRUE
98 | MV_606_0_line_98 |  | 89 | 112 | 0.007021 | 0.445 | 0.132 | 190 | 0 | 0.22 | 1 | 1 | cs | TRUE
99 | MV_606_0_line_99 |  | 90 | 111 | 0.008461 | 0.445 | 0.132 | 190 | 0 | 0.22 | 1 | 1 | cs | TRUE
100 | MV_606_0_line_100 |  | 92 | 93 | 0.017212 | 0.445 | 0.132 | 190 | 0 | 0.22 | 1 | 1 | cs | TRUE
101 | MV_606_0_line_101 |  | 92 | 94 | 0.03426 | 0.445 | 0.132 | 190 | 0 | 0.22 | 1 | 1 | cs | TRUE
102 | MV_606_0_line_102 |  | 92 | 95 | 0.08193 | 0.5939 | 0.372 | 9.5 | 0 | 0.21 | 1 | 1 | ol | TRUE
103 | MV_606_0_line_103 |  | 93 | 96 | 0.034636 | 0.445 | 0.132 | 190 | 0 | 0.22 | 1 | 1 | cs | TRUE
104 | MV_606_0_line_104 |  | 94 | 97 | 0.026143 | 0.445 | 0.132 | 190 | 0 | 0.22 | 1 | 1 | cs | TRUE
105 | MV_606_0_line_105 |  | 95 | 98 | 0.24934 | 0.445 | 0.132 | 190 | 0 | 0.22 | 1 | 1 | cs | TRUE
106 | MV_606_0_line_106 |  | 96 | 105 | 0.03266 | 0.445 | 0.132 | 190 | 0 | 0.22 | 1 | 1 | cs | TRUE
107 | MV_606_0_line_107 |  | 96 | 106 | 0.10233 | 0.5939 | 0.372 | 9.5 | 0 | 0.21 | 1 | 1 | ol | TRUE
108 | MV_606_0_line_108 |  | 97 | 107 | 0.029853 | 0.445 | 0.132 | 190 | 0 | 0.22 | 1 | 1 | cs | TRUE
109 | MV_606_0_line_109 |  | 98 | 104 | 0.030507 | 0.445 | 0.132 | 190 | 0 | 0.22 | 1 | 1 | cs | TRUE
110 | MV_606_0_line_110 |  | 98 | 102 | 0.023612 | 0.445 | 0.132 | 190 | 0 | 0.22 | 1 | 1 | cs | TRUE
111 | MV_606_0_line_111 |  | 99 | 100 | 0.09001 | 0.445 | 0.132 | 190 | 0 | 0.22 | 1 | 1 | cs | TRUE
112 | MV_606_0_line_112 |  | 99 | 101 | 0.03774 | 0.445 | 0.132 | 190 | 0 | 0.22 | 1 | 1 | cs | TRUE
113 | MV_606_0_line_113 |  | 101 | 110 | 0.0561 | 0.445 | 0.132 | 190 | 0 | 0.22 | 1 | 1 | cs | TRUE
114 | MV_606_0_line_114 |  | 102 | 103 | 0.008628 | 0.445 | 0.132 | 190 | 0 | 0.22 | 1 | 1 | cs | TRUE
115 | MV_606_0_line_115 |  | 106 | 110 | 0.047477 | 0.445 | 0.132 | 190 | 0 | 0.22 | 1 | 1 | cs | TRUE
116 | MV_606_0_line_116 |  | 107 | 108 | 0.064126 | 0.5939 | 0.372 | 9.5 | 0 | 0.21 | 1 | 1 | ol | TRUE
117 | MV_606_0_line_117 |  | 108 | 109 | 0.026536 | 0.445 | 0.132 | 190 | 0 | 0.22 | 1 | 1 | cs | TRUE
118 | MV_606_0_line_118 |  | 109 | 158 | 0.42371 | 0.445 | 0.132 | 190 | 0 | 0.22 | 1 | 1 | cs | TRUE
119 | MV_606_0_line_119 |  | 112 | 164 | 0.020467 | 0.445 | 0.132 | 190 | 0 | 0.22 | 1 | 1 | cs | TRUE
120 | MV_606_0_line_120 |  | 113 | 114 | 0.024595 | 0.445 | 0.132 | 190 | 0 | 0.22 | 1 | 1 | cs | TRUE
121 | MV_606_0_line_121 |  | 113 | 115 | 0.03611 | 0.445 | 0.132 | 190 | 0 | 0.22 | 1 | 1 | cs | TRUE
122 | MV_606_0_line_122 |  | 114 | 116 | 0.46807 | 0.0515 | 0.029 | 1000 | 0 | 1.276 | 1 | 1 | cs | TRUE
123 | MV_606_0_line_123 |  | 115 | 117 | 0.17314 | 0.445 | 0.132 | 190 | 0 | 0.22 | 1 | 1 | cs | TRUE
124 | MV_606_0_line_124 |  | 116 | 118 | 0.017381 | 0.0515 | 0.029 | 1000 | 0 | 1.276 | 1 | 1 | cs | TRUE
125 | MV_606_0_line_125 |  | 117 | 119 | 0.1011 | 0.445 | 0.132 | 190 | 0 | 0.22 | 1 | 1 | cs | TRUE
126 | MV_606_0_line_126 |  | 118 | 120 | 0.02735 | 0.0515 | 0.029 | 1000 | 0 | 1.276 | 1 | 1 | cs | TRUE
127 | MV_606_0_line_127 |  | 120 | 137 | 0.021154 | 0.0515 | 0.029 | 1000 | 0 | 1.276 | 1 | 1 | cs | TRUE
128 | MV_606_0_line_128 |  | 121 | 122 | 0.16676 | 0.445 | 0.132 | 190 | 0 | 0.22 | 1 | 1 | cs | TRUE
129 | MV_606_0_line_129 |  | 121 | 123 | 0.0185 | 0.445 | 0.132 | 190 | 0 | 0.22 | 1 | 1 | cs | TRUE
130 | MV_606_0_line_130 |  | 122 | 124 | 0.04291 | 0.445 | 0.132 | 190 | 0 | 0.22 | 1 | 1 | cs | TRUE
131 | MV_606_0_line_131 |  | 123 | 125 | 0.034245 | 0.5939 | 0.372 | 9.5 | 0 | 0.21 | 1 | 1 | ol | TRUE
132 | MV_606_0_line_132 |  | 126 | 128 | 0.042886 | 0.445 | 0.132 | 190 | 0 | 0.22 | 1 | 1 | cs | TRUE
133 | MV_606_0_line_133 |  | 126 | 129 | 0.093896 | 0.445 | 0.132 | 190 | 0 | 0.22 | 1 | 1 | cs | TRUE
134 | MV_606_0_line_134 |  | 129 | 130 | 0.032283 | 0.445 | 0.132 | 190 | 0 | 0.22 | 1 | 1 | cs | TRUE
135 | MV_606_0_line_135 |  | 129 | 131 | 0.16164 | 0.445 | 0.132 | 190 | 0 | 0.22 | 1 | 1 | cs | TRUE
136 | MV_606_0_line_136 |  | 131 | 135 | 0.044334 | 0.0515 | 0.029 | 1000 | 0 | 1.276 | 1 | 1 | cs | TRUE
137 | MV_606_0_line_137 |  | 131 | 133 | 0.027513 | 0.0515 | 0.029 | 1000 | 0 | 1.276 | 1 | 1 | cs | TRUE
138 | MV_606_0_line_138 |  | 132 | 133 | 0.002833 | 0.445 | 0.132 | 190 | 0 | 0.22 | 1 | 1 | cs | TRUE
139 | MV_606_0_line_139 |  | 133 | 134 | 0.072636 | 0.0515 | 0.029 | 1000 | 0 | 1.276 | 1 | 1 | cs | TRUE
140 | MV_606_0_line_140 |  | 134 | 136 | 0.024924 | 0.0515 | 0.029 | 1000 | 0 | 1.276 | 1 | 1 | cs | TRUE
141 | MV_606_0_line_141 |  | 135 | 137 | 0.049538 | 0.0515 | 0.029 | 1000 | 0 | 1.276 | 1 | 1 | cs | TRUE
142 | MV_606_0_line_142 |  | 136 | 138 | 0.029089 | 0.0515 | 0.029 | 1000 | 0 | 1.276 | 1 | 1 | cs | TRUE
143 | MV_606_0_line_143 |  | 138 | 148 | 0.1296 | 0.0515 | 0.029 | 1000 | 0 | 1.276 | 1 | 1 | cs | TRUE
144 | MV_606_0_line_144 |  | 138 | 141 | 0.11138 | 0.0515 | 0.029 | 1000 | 0 | 1.276 | 1 | 1 | cs | TRUE
145 | MV_606_0_line_145 |  | 139 | 140 | 0.066355 | 0.445 | 0.132 | 190 | 0 | 0.22 | 1 | 1 | cs | TRUE
146 | MV_606_0_line_146 |  | 140 | 141 | 0.51421 | 0.445 | 0.132 | 190 | 0 | 0.22 | 1 | 1 | cs | TRUE
147 | MV_606_0_line_147 |  | 141 | 142 | 0.006139 | 0.445 | 0.132 | 190 | 0 | 0.22 | 1 | 1 | cs | TRUE
148 | MV_606_0_line_148 |  | 141 | 143 | 0.29882 | 0.161 | 0.117 | 273 | 0 | 0.362 | 1 | 1 | cs | TRUE
149 | MV_606_0_line_149 |  | 143 | 144 | 0.18454 | 0.161 | 0.117 | 273 | 0 | 0.362 | 1 | 1 | cs | TRUE
150 | MV_606_0_line_150 |  | 143 | 145 | 0.0035222 | 0.5939 | 0.372 | 9.5 | 0 | 0.21 | 1 | 1 | ol | TRUE
151 | MV_606_0_line_151 |  | 144 | 146 | 0.026821 | 0.445 | 0.132 | 190 | 0 | 0.22 | 1 | 1 | cs | TRUE
152 | MV_606_0_line_152 |  | 144 | 147 | 0.12536 | 0.5939 | 0.372 | 9.5 | 0 | 0.21 | 1 | 1 | ol | TRUE
153 | MV_606_0_line_153 |  | 146 | 149 | 0.11434 | 0.5939 | 0.372 | 9.5 | 0 | 0.21 | 1 | 1 | ol | TRUE
154 | MV_606_0_line_154 |  | 148 | 152 | 0.048043 | 0.0595 | 0.16 | 22 | 0 | 1.29 | 1 | 1 | ol | TRUE
155 | MV_606_0_line_155 |  | 149 | 165 | 0.028561 | 0.5939 | 0.372 | 9.5 | 0 | 0.21 | 1 | 1 | ol | TRUE
156 | MV_606_0_line_156 |  | 150 | 151 | 0.042353 | 0.0515 | 0.029 | 1000 | 0 | 1.276 | 1 | 1 | cs | TRUE
157 | MV_606_0_line_157 |  | 151 | 152 | 0.062109 | 0.0515 | 0.029 | 1000 | 0 | 1.276 | 1 | 1 | cs | TRUE
158 | MV_606_0_line_158 |  | 152 | 153 | 0.004548 | 0.445 | 0.132 | 190 | 0 | 0.22 | 1 | 1 | cs | TRUE
159 | MV_606_0_line_159 |  | 154 | 155 | 0.03011 | 0.445 | 0.132 | 190 | 0 | 0.22 | 1 | 1 | cs | TRUE
160 | MV_606_0_line_160 |  | 156 | 157 | 0.025841 | 0.445 | 0.132 | 190 | 0 | 0.22 | 1 | 1 | cs | TRUE
161 | MV_606_0_line_161 |  | 158 | 159 | 0.041956 | 0.445 | 0.132 | 190 | 0 | 0.22 | 1 | 1 | cs | TRUE
162 | MV_606_0_line_162 |  | 160 | 161 | 0.030036 | 0.445 | 0.132 | 190 | 0 | 0.22 | 1 | 1 | cs | TRUE
163 | MV_606_0_line_163 |  | 162 | 163 | 0.030475 | 0.445 | 0.132 | 190 | 0 | 0.22 | 1 | 1 | cs | TRUE
164 | MV_606_0_line_164 |  | 163 | 164 | 0.05037 | 0.445 | 0.132 | 190 | 0 | 0.22 | 1 | 1 | cs | TRUE

## trafo
| name | std_type | hv_bus | lv_bus | sn_mva | vn_hv_kv | vn_lv_kv | vk_percent | vkr_percent | pfe_kw | i0_percent | shift_degree | tap_side | tap_neutral | tap_min | tap_max | tap_step_percent | tap_step_degree | tap_pos | tap_phase_shifter | parallel | df | in_service
0 | MV_606_0_trafo_20 | 25 MVA 110/20 kV | 166 | 51 | 25 | 110 | 20 | 12 | 0.41 | 14 | 0.07 | 150 | hv | 0 | -9 | 9 | 1.5 | 0 | 0 | FALSE | 1 | 1 | TRUE

## bus_geodata
| x | y | coords
0 | 2596461.7257 | 1199995.9407
1 | 2596482.429 | 1199972.646
2 | 2596538.1862 | 1199937.7385
3 | 2596520.0575 | 1199996.8698
4 | 2596548.8745 | 1199963.8128
5 | 2596535.2609 | 1200002.8628
6 | 2596450.7856 | 1199876.0244
7 | 2596547.3254 | 1199918.7229
8 | 2596572.3165 | 1199968.257
9 | 2596546.153 | 1199970.1956
10 | 2596048.0296 | 1200018.3475
11 | 2596081.3632 | 1199988.0666
12 | 2595954.496 | 1199992.9213
13 | 2596256.4756 | 1199741.9512
14 | 2596364.9674 | 1200072.7937
15 | 2596477.4185 | 1199888.6934
16 | 2596105.3524 | 1199755.1123
17 | 2596187.9083 | 1199733.9912
18 | 2596110.3535 | 1199742.7691
19 | 2596171.4045 | 1199735.5139
20 | 2595971.8003 | 1199812.2776
21 | 2595988.8512 | 1199753.9013
22 | 2595936.4173 | 1199935.3459
23 | 2596391.7596 | 1200091.0591
24 | 2596042.8624 | 1199750.3516
25 | 2595996.9031 | 1199708.4971
26 | 2596548.5276 | 1200008.0923
27 | 2596559.6312 | 1199886.2649
28 | 2596588.6914 | 1199946.2067
29 | 2596106.952 | 1199939.6992
30 | 2595913.3036 | 1199976.7508
31 | 2595921.9587 | 1199997.9339
32 | 2595831.7949 | 1199804.8826
33 | 2595824.1254 | 1199800.141
34 | 2596404.5977 | 1200096.9934
35 | 2595999.5617 | 1199663.4566
36 | 2597627.0616 | 1199518.802
37 | 2597697.4516 | 1199552.7807
38 | 2597727.0524 | 1199709.7198
39 | 2597733.9725 | 1199709.4948
40 | 2597686.3483 | 1199734.9495
41 | 2597804.1586 | 1199795.2359
42 | 2597686.2406 | 1199732.1702
43 | 2597571.5901 | 1199805.6454
44 | 2597574.1515 | 1199686.6695
45 | 2597636.7698 | 1199803.9208
46 | 2597778.1348 | 1199792.2569
47 | 2596758.4468 | 1199649.6993
48 | 2596787.6552 | 1199636.201
49 | 2596546.212 | 1199554.7172
50 | 2596866.6734 | 1199668.7422
51 | 2596507.6218 | 1199709.3008
52 | 2596579.3212 | 1199722.9101
53 | 2596463.6768 | 1199704.4134
54 | 2596510.0604 | 1199777.1801
55 | 2596602.7585 | 1199730.9452
56 | 2596931.8431 | 1199644.0649
57 | 2596427.8861 | 1199700.9555
58 | 2596386.3739 | 1199370.2704
59 | 2596381.8134 | 1199394.8642
60 | 2596348.1945 | 1199361.1337
61 | 2596425.2181 | 1199446.0427
62 | 2596351.9502 | 1199340.2312
63 | 2596444.5795 | 1199449.4104
64 | 2596461.4547 | 1199303.1108
65 | 2596276.0405 | 1199178.8481
66 | 2596671.7264 | 1199187.003
67 | 2596327.1656 | 1199335.8333
68 | 2596486.2451 | 1199456.6559
69 | 2596476.4849 | 1199289.4447
70 | 2596294.7676 | 1199259.2237
71 | 2596687.1841 | 1199204.0255
72 | 2596265.6899 | 1199280.6426
73 | 2596499.8345 | 1199252.5829
74 | 2596800.3115 | 1199267.4298
75 | 2596162.9158 | 1199293.4902
76 | 2596225.1771 | 1199101.4726
77 | 2596195.2089 | 1199053.7553
78 | 2596017.8358 | 1199084.7452
79 | 2596002.3771 | 1199069.492
80 | 2596008.1228 | 1198976.0381
81 | 2596055.9438 | 1199312.6304
82 | 2596015.4253 | 1198988.3953
83 | 2595974.2801 | 1199332.6522
84 | 2595969.6425 | 1199331.1768
85 | 2596051.346 | 1199336.324
86 | 2596160.8384 | 1199306.7132
87 | 2596270.6363 | 1199659.3757
88 | 2596271.1269 | 1199593.0065
89 | 2596286.0192 | 1199546.6055
90 | 2596386.7035 | 1199620.471
91 | 2596259.0264 | 1199590.816
92 | 2595870.1701 | 1199608.5946
93 | 2595880.1912 | 1199622.6062
94 | 2595838.5701 | 1199622.0464
95 | 2595892.0786 | 1199529.648
96 | 2595887.7197 | 1199654.0289
97 | 2595812.3578 | 1199621.4536
98 | 2595808.4796 | 1199467.9074
99 | 2595989.1641 | 1199510.2927
100 | 2596017.9885 | 1199428.7912
101 | 2596008.8688 | 1199523.8087
102 | 2595821.011 | 1199478.4485
103 | 2595826.6782 | 1199471.9299
104 | 2595828.349 | 1199444.7141
105 | 2595881.8327 | 1199686.1536
106 | 2595985.7251 | 1199624.6008
107 | 2595802.7566 | 1199649.721
108 | 2595782.1329 | 1199710.4401
109 | 2595774.268 | 1199735.6977
110 | 2595998.215 | 1199578.8883
111 | 2596395.0256 | 1199622.1223
112 | 2596287.4081 | 1199539.7231
113 | 2596802.4352 | 1199876.138
114 | 2596778.7928 | 1199869.3642
115 | 2596837.1158 | 1199886.1969
116 | 2597044.433 | 1199824.8108
117 | 2596894.26 | 1199963.1964
118 | 2597060.8074 | 1199830.6353
119 | 2596806.728 | 1200008.3516
120 | 2597085.8171 | 1199841.6435
121 | 2596333.8459 | 1200167.5751
122 | 2596282.2009 | 1200259.3903
123 | 2596317.8455 | 1200158.2898
124 | 2596251.4536 | 1200229.481
125 | 2596283.6605 | 1200160.314
126 | 2597310.0178 | 1199750.9981
127 | 2597590.9554 | 1199646.6671
128 | 2597289.2848 | 1199728.0954
129 | 2597220.9805 | 1199757.9992
130 | 2597222.1468 | 1199790.2609
131 | 2597092.2102 | 1199731.5701
132 | 2597102.2668 | 1199709.9772
133 | 2597102.0215 | 1199712.7996
134 | 2597103.7307 | 1199644.1842
135 | 2597088.0222 | 1199775.7064
136 | 2597105.7735 | 1199619.344
137 | 2597082.8854 | 1199824.9137
138 | 2597108.1577 | 1199590.3532
139 | 2597218.9215 | 1199598.0826
140 | 2597152.608 | 1199600.4256
141 | 2597121.766 | 1199490.0371
142 | 2597127.9174 | 1199489.7895
143 | 2596948.9096 | 1199436.4519
144 | 2596857.526 | 1199392.2989
145 | 2596950.4915 | 1199433.3049
146 | 2596837.69 | 1199410.3518
147 | 2596808.9656 | 1199276.73
148 | 2597032.6629 | 1199644.1311
149 | 2596725.3799 | 1199431.826
150 | 2596968.2885 | 1199647.2325
151 | 2596967.7914 | 1199686.7984
152 | 2597029.8553 | 1199692.0915
153 | 2597031.3953 | 1199696.3708
154 | 2596487.8163 | 1199461.3908
155 | 2596497.2434 | 1199489.9894
156 | 2596139.9539 | 1199513.5933
157 | 2596114.2648 | 1199510.8174
158 | 2595685.4808 | 1199873.7474
159 | 2595707.9082 | 1199909.2057
160 | 2596203.9877 | 1200028.8834
161 | 2596189.6067 | 1200055.2522
162 | 2596349.1839 | 1199501.9933
163 | 2596328.1277 | 1199510.2039
164 | 2596307.5626 | 1199543.6014
165 | 2596712.5125 | 1199457.3247
166 | 2596507.6218 | 1199709.3008

## line_std_types
| c_nf_per_km | r_ohm_per_km | x_ohm_per_km | max_i_ka | type | q_mm2 | alpha | voltage_rating
NAYY 4x50 SE | 210 | 0.642 | 0.083 | 0.142 | cs | 50 | 0.00403 | LV
NAYY 4x120 SE | 264 | 0.225 | 0.08 | 0.242 | cs | 120 | 0.00403 | LV
NAYY 4x150 SE | 261 | 0.208 | 0.08 | 0.27 | cs | 150 | 0.00403 | LV
NA2XS2Y 1x95 RM/25 12/20 kV | 216 | 0.313 | 0.132 | 0.252 | cs | 95 | 0.00403 | MV
NA2XS2Y 1x185 RM/25 12/20 kV | 273 | 0.161 | 0.117 | 0.362 | cs | 185 | 0.00403 | MV
NA2XS2Y 1x240 RM/25 12/20 kV | 304 | 0.122 | 0.112 | 0.421 | cs | 240 | 0.00403 | MV
NA2XS2Y 1x95 RM/25 6/10 kV | 315 | 0.313 | 0.123 | 0.249 | cs | 95 | 0.00403 | MV
NA2XS2Y 1x185 RM/25 6/10 kV | 406 | 0.161 | 0.11 | 0.358 | cs | 185 | 0.00403 | MV
NA2XS2Y 1x240 RM/25 6/10 kV | 456 | 0.122 | 0.105 | 0.416 | cs | 240 | 0.00403 | MV
NA2XS2Y 1x150 RM/25 12/20 kV | 250 | 0.206 | 0.116 | 0.319 | cs | 150 | 0.00403 | MV
NA2XS2Y 1x120 RM/25 12/20 kV | 230 | 0.253 | 0.119 | 0.283 | cs | 120 | 0.00403 | MV
NA2XS2Y 1x70 RM/25 12/20 kV | 190 | 0.443 | 0.132 | 0.22 | cs | 70 | 0.00403 | MV
NA2XS2Y 1x150 RM/25 6/10 kV | 360 | 0.206 | 0.11 | 0.315 | cs | 150 | 0.00403 | MV
NA2XS2Y 1x120 RM/25 6/10 kV | 340 | 0.253 | 0.113 | 0.28 | cs | 120 | 0.00403 | MV
NA2XS2Y 1x70 RM/25 6/10 kV | 280 | 0.443 | 0.123 | 0.217 | cs | 70 | 0.00403 | MV
N2XS(FL)2Y 1x120 RM/35 64/110 kV | 112 | 0.153 | 0.166 | 0.366 | cs | 120 | 0.00393 | HV
N2XS(FL)2Y 1x185 RM/35 64/110 kV | 125 | 0.099 | 0.156 | 0.457 | cs | 185 | 0.00393 | HV
N2XS(FL)2Y 1x240 RM/35 64/110 kV | 135 | 0.075 | 0.149 | 0.526 | cs | 240 | 0.00393 | HV
N2XS(FL)2Y 1x300 RM/35 64/110 kV | 144 | 0.06 | 0.144 | 0.588 | cs | 300 | 0.00393 | HV
15-AL1/3-ST1A 0.4 | 11 | 1.8769 | 0.35 | 0.105 | ol | 16 | 0.00403 | LV
24-AL1/4-ST1A 0.4 | 11.25 | 1.2012 | 0.335 | 0.14 | ol | 24 | 0.00403 | LV
48-AL1/8-ST1A 0.4 | 12.2 | 0.5939 | 0.3 | 0.21 | ol | 48 | 0.00403 | LV
94-AL1/15-ST1A 0.4 | 13.2 | 0.306 | 0.29 | 0.35 | ol | 94 | 0.00403 | LV
34-AL1/6-ST1A 10.0 | 9.7 | 0.8342 | 0.36 | 0.17 | ol | 34 | 0.00403 | MV
48-AL1/8-ST1A 10.0 | 10.1 | 0.5939 | 0.35 | 0.21 | ol | 48 | 0.00403 | MV
70-AL1/11-ST1A 10.0 | 10.4 | 0.4132 | 0.339 | 0.29 | ol | 70 | 0.00403 | MV
94-AL1/15-ST1A 10.0 | 10.75 | 0.306 | 0.33 | 0.35 | ol | 94 | 0.00403 | MV
122-AL1/20-ST1A 10.0 | 11.1 | 0.2376 | 0.323 | 0.41 | ol | 122 | 0.00403 | MV
149-AL1/24-ST1A 10.0 | 11.25 | 0.194 | 0.315 | 0.47 | ol | 149 | 0.00403 | MV
34-AL1/6-ST1A 20.0 | 9.15 | 0.8342 | 0.382 | 0.17 | ol | 34 | 0.00403 | MV
48-AL1/8-ST1A 20.0 | 9.5 | 0.5939 | 0.372 | 0.21 | ol | 48 | 0.00403 | MV
70-AL1/11-ST1A 20.0 | 9.7 | 0.4132 | 0.36 | 0.29 | ol | 70 | 0.00403 | MV
94-AL1/15-ST1A 20.0 | 10 | 0.306 | 0.35 | 0.35 | ol | 94 | 0.00403 | MV
122-AL1/20-ST1A 20.0 | 10.3 | 0.2376 | 0.344 | 0.41 | ol | 122 | 0.00403 | MV
149-AL1/24-ST1A 20.0 | 10.5 | 0.194 | 0.337 | 0.47 | ol | 149 | 0.00403 | MV
184-AL1/30-ST1A 20.0 | 10.75 | 0.1571 | 0.33 | 0.535 | ol | 184 | 0.00403 | MV
243-AL1/39-ST1A 20.0 | 11 | 0.1188 | 0.32 | 0.645 | ol | 243 | 0.00403 | MV
48-AL1/8-ST1A 110.0 | 8 | 0.5939 | 0.46 | 0.21 | ol | 48 | 0.00403 | HV
70-AL1/11-ST1A 110.0 | 8.4 | 0.4132 | 0.45 | 0.29 | ol | 70 | 0.00403 | HV
94-AL1/15-ST1A 110.0 | 8.65 | 0.306 | 0.44 | 0.35 | ol | 94 | 0.00403 | HV
122-AL1/20-ST1A 110.0 | 8.5 | 0.2376 | 0.43 | 0.41 | ol | 122 | 0.00403 | HV
149-AL1/24-ST1A 110.0 | 8.75 | 0.194 | 0.41 | 0.47 | ol | 149 | 0.00403 | HV
184-AL1/30-ST1A 110.0 | 8.8 | 0.1571 | 0.4 | 0.535 | ol | 184 | 0.00403 | HV
243-AL1/39-ST1A 110.0 | 9 | 0.1188 | 0.39 | 0.645 | ol | 243 | 0.00403 | HV
305-AL1/39-ST1A 110.0 | 9.2 | 0.0949 | 0.38 | 0.74 | ol | 305 | 0.00403 | HV
490-AL1/64-ST1A 110.0 | 9.75 | 0.059 | 0.37 | 0.96 | ol | 490 | 0.00403 | HV
679-AL1/86-ST1A 110.0 | 9.95 | 0.042 | 0.36 | 1.15 | ol | 679 | 0.00403 | HV
490-AL1/64-ST1A 220.0 | 10 | 0.059 | 0.285 | 0.96 | ol | 490 | 0.00403 | HV
679-AL1/86-ST1A 220.0 | 11.7 | 0.042 | 0.275 | 1.15 | ol | 679 | 0.00403 | HV
490-AL1/64-ST1A 380.0 | 11 | 0.059 | 0.253 | 0.96 | ol | 490 | 0.00403 | HV
679-AL1/86-ST1A 380.0 | 14.6 | 0.042 | 0.25 | 1.15 | ol | 679 | 0.00403 | HV

## trafo_std_types
| i0_percent | pfe_kw | vkr_percent | sn_mva | vn_lv_kv | vn_hv_kv | vk_percent | shift_degree | vector_group | tap_side | tap_neutral | tap_min | tap_max | tap_step_degree | tap_step_percent | tap_phase_shifter
160 MVA 380/110 kV | 0.06 | 60 | 0.25 | 160 | 110 | 380 | 12.2 | 0 | Yy0 | hv | 0 | -9 | 9 | 0 | 1.5 | FALSE
100 MVA 220/110 kV | 0.06 | 55 | 0.26 | 100 | 110 | 220 | 12 | 0 | Yy0 | hv | 0 | -9 | 9 | 0 | 1.5 | FALSE
63 MVA 110/20 kV | 0.04 | 22 | 0.32 | 63 | 20 | 110 | 18 | 150 | YNd5 | hv | 0 | -9 | 9 | 0 | 1.5 | FALSE
40 MVA 110/20 kV | 0.05 | 18 | 0.34 | 40 | 20 | 110 | 16.2 | 150 | YNd5 | hv | 0 | -9 | 9 | 0 | 1.5 | FALSE
25 MVA 110/20 kV | 0.07 | 14 | 0.41 | 25 | 20 | 110 | 12 | 150 | YNd5 | hv | 0 | -9 | 9 | 0 | 1.5 | FALSE
63 MVA 110/10 kV | 0.04 | 22 | 0.32 | 63 | 10 | 110 | 18 | 150 | YNd5 | hv | 0 | -9 | 9 | 0 | 1.5 | FALSE
40 MVA 110/10 kV | 0.05 | 18 | 0.34 | 40 | 10 | 110 | 16.2 | 150 | YNd5 | hv | 0 | -9 | 9 | 0 | 1.5 | FALSE
25 MVA 110/10 kV | 0.07 | 14 | 0.41 | 25 | 10 | 110 | 12 | 150 | YNd5 | hv | 0 | -9 | 9 | 0 | 1.5 | FALSE
0.25 MVA 20/0.4 kV | 0.32 | 0.8 | 1.44 | 0.25 | 0.4 | 20 | 6 | 150 | Yzn5 | hv | 0 | -2 | 2 | 0 | 2.5 | FALSE
0.4 MVA 20/0.4 kV | 0.3375 | 1.35 | 1.425 | 0.4 | 0.4 | 20 | 6 | 150 | Dyn5 | hv | 0 | -2 | 2 | 0 | 2.5 | FALSE
0.63 MVA 20/0.4 kV | 0.2619 | 1.65 | 1.206 | 0.63 | 0.4 | 20 | 6 | 150 | Dyn5 | hv | 0 | -2 | 2 | 0 | 2.5 | FALSE
0.25 MVA 10/0.4 kV | 0.24 | 0.6 | 1.2 | 0.25 | 0.4 | 10 | 4 | 150 | Dyn5 | hv | 0 | -2 | 2 | 0 | 2.5 | FALSE
0.4 MVA 10/0.4 kV | 0.2375 | 0.95 | 1.325 | 0.4 | 0.4 | 10 | 4 | 150 | Dyn5 | hv | 0 | -2 | 2 | 0 | 2.5 | FALSE
0.63 MVA 10/0.4 kV | 0.1873 | 1.18 | 1.0794 | 0.63 | 0.4 | 10 | 4 | 150 | Dyn5 | hv | 0 | -2 | 2 | 0 | 2.5 | FALSE

## trafo3w_std_types
| sn_hv_mva | sn_mv_mva | sn_lv_mva | vn_hv_kv | vn_mv_kv | vn_lv_kv | vk_hv_percent | vk_mv_percent | vk_lv_percent | vkr_hv_percent | vkr_mv_percent | vkr_lv_percent | pfe_kw | i0_percent | shift_mv_degree | shift_lv_degree | vector_group | tap_side | tap_neutral | tap_min | tap_max | tap_step_percent
63/25/38 MVA 110/20/10 kV | 63 | 25 | 38 | 110 | 20 | 10 | 10.4 | 10.4 | 10.4 | 0.28 | 0.32 | 0.35 | 35 | 0.89 | 0 | 0 | YN0yn0yn0 | hv | 0 | -10 | 10 | 1.2
63/25/38 MVA 110/10/10 kV | 63 | 25 | 38 | 110 | 10 | 10 | 10.4 | 10.4 | 10.4 | 0.28 | 0.32 | 0.35 | 35 | 0.89 | 0 | 0 | YN0yn0yn0 | hv | 0 | -10 | 10 | 1.2

## fuse_std_types
| fuse_type | i_rated_a | t_avg | t_min | t_total | x_avg | x_min | x_total
HV 100A | HV 100A | 100 | 0 | [10.0, 3.64, 0.854, 0.281, 0.1, 0.0531, 0.022, 0.01] | [10.0, 4.267, 1.21, 0.403, 0.1, 0.058, 0.022, 0.01] | 0 | [300.0, 350.0, 450.0, 550.0, 700.0, 850.0, 1200.0, 1752.0] | [600.0, 700.0, 900.0, 1150.0, 1665.0, 2000.0, 3000.0, 4313.0]
HV 10A | HV 10A | 10 | 0 | [10.0, 1675.0, 0.344, 0.156, 0.1, 0.0417, 0.0171, 0.01] | [10.0, 1.3, 0.3, 0.155, 0.1, 0.0555, 0.023, 0.01] | 0 | [30.0, 32.0, 35.0, 37.0, 39.0, 50.0, 70.0, 88.0] | [60.0, 70.0, 80.0, 87.0, 94.0, 110.0, 150.0, 216.0]
HV 125A | HV 125A | 125 | 0 | [10.0, 1.82, 0.344, 0.1, 0.0467, 0.0269, 0.01] | [10.0, 2.478, 0.426, 0.1, 0.0427, 0.0211, 0.01] | 0 | [375.0, 500.0, 700.0, 925.0, 1200.0, 1500.0, 2341.0] | [750.0, 1000.0, 1500.0, 2200.0, 3000.0, 4000.0, 5765.0]
HV 160A | HV 160A | 160 | 0 | [10.0, 4.15, 1.03, 0.198, 0.1, 0.051, 0.0172, 0.01] | [10.0, 2.3, 0.734, 0.274, 0.1, 0.046, 0.0177, 0.01] | 0 | [480.0, 550.0, 700.0, 1000.0, 1260.0, 1600.0, 2500.0, 3227.0] | [960.0, 1300.0, 1700.0, 2200.0, 2996.0, 4000.0, 6000.0, 7946.0]
HV 16A | HV 16A | 16 | 0 | [10.0, 0.352, 0.164, 0.1, 0.0649, 0.0342, 0.01] | [10.0, 2.34, 0.722, 0.181, 0.1, 0.055, 0.0296, 0.01] | 0 | [48.0, 60.0, 65.0, 71.0, 80.0, 100.0, 162.0] | [96.0, 110.0, 125.0, 150.0, 168.0, 200.0, 250.0, 398.0]
HV 200A | HV 200A | 200 | 0 | [10.0, 4.267, 1.21, 0.403, 0.1, 0.058, 0.022, 0.01] | [10.0, 3.73, 1.654, 0.328, 0.1, 0.0531, 0.019, 0.01] | 0 | [600.0, 700.0, 900.0, 1150.0, 1665.0, 2000.0, 3000.0, 4313.0] | [1200.0, 1500.0, 1800.0, 2700.0, 3960.0, 5000.0, 7500.0, 10620.0]
HV 20A | HV 20A | 20 | 0 | [10.0, 1.3, 0.3, 0.155, 0.1, 0.0555, 0.023, 0.01] | [10.0, 1.3, 0.161, 0.1, 0.0611, 0.0399, 0.0141, 0.01] | 0 | [60.0, 70.0, 80.0, 87.0, 94.0, 110.0, 150.0, 216.0] | [120.0, 150.0, 200.0, 223.0, 260.0, 300.0, 450.0, 532.0]
HV 25A | HV 25A | 25 | 0 | [10.0, 2.512, 0.833, 0.299, 0.1, 0.0372, 0.0223, 0.01] | [10.0, 3.125, 0.597, 0.198, 0.1, 0.0378, 0.022, 0.01] | 0 | [75.0, 82.0, 90.0, 100.0, 124.0, 170.0, 200.0, 289.0] | [150.0, 170.0, 210.0, 250.0, 294.0, 400.0, 500.0, 711.0]
HV 31.5A | HV 31.5A | 31.5 | 0 | [10.0, 2.34, 0.722, 0.181, 0.1, 0.055, 0.0296, 0.01] | [10.0, 2.84, 0.368, 0.164, 0.1, 0.0621, 0.0378, 0.0195, 0.01] | 0 | [95.0, 110.0, 125.0, 150.0, 165.0, 200.0, 250.0, 390.0] | [189.0, 220.0, 300.0, 350.0, 393.0, 450.0, 530.0, 700.0, 960.0]
HV 40A | HV 40A | 40 | 0 | [10.0, 1.3, 0.161, 0.1, 0.0611, 0.0399, 0.0141, 0.01] | [10.0, 2.05, 0.369, 0.198, 0.1, 0.051, 0.0298, 0.01] | 0 | [120.0, 150.0, 200.0, 223.0, 260.0, 300.0, 450.0, 532.0] | [240.0, 300.0, 400.0, 450.0, 530.0, 650.0, 800.0, 1311.0]
HV 50A | HV 50A | 50 | 0 | [10.0, 3.215, 0.597, 0.198, 0.1, 0.0378, 0.022, 0.01] | [10.0, 3.64, 0.854, 0.281, 0.1, 0.0531, 0.022, 0.01] | 0 | [150.0, 170.0, 210.0, 250.0, 294.0, 400.0, 500.0, 711.0] | [300.0, 350.0, 450.0, 550.0, 700.0, 850.0, 1200.0, 1752.0]
HV 6.3A | HV 6.3A | 6.3 | 0 | [10.0, 1.39, 0.344, 0.168, 0.1, 0.056, 0.0263, 0.01] | [10.0, 1.711, 0.516, 0.198, 0.1, 0.0634, 0.0303, 0.01] | 0 | [19.0, 19.5, 20.4, 20.8, 22.0, 25.0, 32.0, 48.0] | [38.0, 40.0, 43.0, 48.0, 53.0, 60.0, 75.0, 118.0]
HV 63A | HV 63A | 63 | 0 | [10.0, 2.84, 0.368, 0.164, 0.1, 0.0621, 0.0378, 0.0195, 0.01] | [10.0, 1.82, 0.344, 0.1, 0.0467, 0.0269, 0.01] | 0 | [189.0, 220.0, 300.0, 350.0, 393.0, 450.0, 530.0, 700.0, 961.0] | [378.0, 500.0, 700.0, 934.0, 1200.0, 1500.0, 2366.0]
HV 80A | HV 80A | 80 | 0 | [10.0, 2.05, 0.369, 0.198, 0.1, 0.051, 0.0298, 0.01] | [10.0, 4.15, 1.03, 0.198, 0.1, 0.051, 0.0172, 0.01] | 0 | [240.0, 300.0, 400.0, 450.0, 530.0, 650.0, 800.0, 1311.0] | [480.0, 550.0, 700.0, 1000.0, 1260.0, 1600.0, 2500.0, 3227.0]
Siemens NH-1-100 | Siemens NH-1-100 | 100 | [5400.0, 2000.0, 400.0, 20.0, 1.0, 0.2, 0.012, 0.004] | 0 | 0 | [150.0, 190.0, 250.0, 430.0, 900.0, 1250.0, 2700.0, 3600.0] | 0 | 0
Siemens NH-1-125 | Siemens NH-1-125 | 125 | [4800.0, 120.0, 7.0, 0.1, 0.004] | 0 | 0 | [180.0, 400.0, 740.0, 2000.0, 4250.0] | 0 | 0
Siemens NH-1-16 | Siemens NH-1-16 | 16 | [4000.0, 400.0, 2.0, 0.1, 0.04, 0.01] | 0 | 0 | [26.0, 35.0, 75.0, 150.0, 200.0, 300.0] | 0 | 0
Siemens NH-1-160 | Siemens NH-1-160 | 160 | [4800.0, 120.0, 7.0, 0.1, 0.004] | 0 | 0 | [210.0, 500.0, 900.0, 2300.0, 5000.0] | 0 | 0
Siemens NH-1-25 | Siemens NH-1-25 | 25 | [4000.0, 1000.0, 10.0, 0.2, 0.02, 0.01] | 0 | 0 | [40.0, 50.0, 100.0, 210.0, 400.0, 500.0] | 0 | 0
Siemens NH-1-50 | Siemens NH-1-50 | 50 | [4000.0, 40.0, 4.0, 1.0, 0.02, 0.01] | 0 | 0 | [86.0, 200.0, 300.0, 400.0, 1000.0, 1280.0] | 0 | 0
Siemens NH-1-63 | Siemens NH-1-63 | 63 | [4000.0, 100.0, 10.0, 2.0, 0.04, 0.01] | 0 | 0 | [100.0, 200.0, 300.0, 400.0, 1000.0, 1500.0] | 0 | 0
Siemens NH-1-80 | Siemens NH-1-80 | 80 | [4800.0, 120.0, 7.0, 0.1, 0.01] | 0 | 0 | [150.58, 250.0, 450.0, 1150.0, 2470.0] | 0 | 0
Siemens NH-2-1000 | Siemens NH-2-1000 | 1000 | [4800.0, 120.0, 7.0, 0.1, 0.004] | 0 | 0 | [1900.0, 3500.0, 8400.0, 24000.0, 52000.0] | 0 | 0
Siemens NH-2-200 | Siemens NH-2-200 | 200 | [4800.0, 120.0, 7.0, 0.1, 0.004] | 0 | 0 | [280.0, 650.0, 1200.0, 3000.0, 7000.0] | 0 | 0
Siemens NH-2-224 | Siemens NH-2-224 | 224 | [4800.0, 120.0, 7.0, 0.2, 0.04, 0.004] | 0 | 0 | [400.0, 750.0, 1453.0, 3025.0, 4315.0, 7600.0] | 0 | 0
Siemens NH-2-250 | Siemens NH-2-250 | 250 | [4800.0, 120.0, 7.0, 0.1, 0.004] | 0 | 0 | [450.0, 800.0, 1650.0, 4000.0, 8500.0] | 0 | 0
Siemens NH-2-315 | Siemens NH-2-315 | 315 | [4800.0, 120.0, 7.0, 0.1, 0.004] | 0 | 0 | [550.0, 920.0, 1900.0, 5000.0, 11000.0] | 0 | 0
Siemens NH-2-355 | Siemens NH-2-355 | 355 | [4800.0, 120.0, 6.0, 0.1, 0.004] | 0 | 0 | [650.0, 1116.27, 2350.0, 5840.0, 12790.0] | 0 | 0
Siemens NH-2-400 | Siemens NH-2-400 | 400 | [4800.0, 120.0, 7.0, 0.1, 0.004] | 0 | 0 | [720.0, 1350.0, 2800.0, 6500.0, 15000.0] | 0 | 0
Siemens NH-2-425 | Siemens NH-2-425 | 425 | [4800.0, 120.0, 7.0, 0.1, 0.004] | 0 | 0 | [850.0, 1500.0, 3050.0, 7500.0, 16500.0] | 0 | 0
Siemens NH-2-630 | Siemens NH-2-630 | 630 | [4800.0, 120.0, 7.0, 0.1, 0.004] | 0 | 0 | [1200.0, 2000.0, 4800.0, 12000.0, 26000.0] | 0 | 0

## res_bus
| vm_pu | va_degree | p_mw | q_mvar
0 | 0.99493 | -0.07986 | 0.37175 | 0.18005
1 | 0.99495 | -0.080023 | 0 | 0
2 | 0.99499 | -0.080438 | 0 | 0
3 | 0.99488 | -0.079384 | 0 | 0
4 | 0.99492 | -0.079766 | 0 | 0
5 | 0.99487 | -0.079303 | 0.17334 | 0.083953
6 | 0.99465 | -0.084449 | 0 | 0
7 | 0.99506 | -0.079688 | 0.48549 | 0.23513
8 | 0.99491 | -0.079617 | 0 | 0
9 | 0.99492 | -0.079744 | 0.26371 | 0.12772
10 | 0.99114 | -0.058228 | 0 | 0
11 | 0.99112 | -0.058074 | 0.11907 | 0.05767
12 | 0.99119 | -0.057861 | 0.13419 | 0.06499
13 | 0.99316 | -0.071808 | 0 | 0
14 | 0.99433 | -0.081956 | 0 | 0
15 | 0.99464 | -0.084416 | 0.091514 | 0.044322
16 | 0.9927 | -0.067831 | 0 | 0
17 | 0.99274 | -0.068259 | 0 | 0
18 | 0.99269 | -0.067894 | 0.38585 | 0.18688
19 | 0.99274 | -0.068245 | 0.07028 | 0.034038
20 | 0.99143 | -0.057073 | 0 | 0
21 | 0.99122 | -0.055199 | 0 | 0
22 | 0.99125 | -0.058367 | 0.359 | 0.17387
23 | 0.99431 | -0.081751 | 0.11341 | 0.054926
24 | 0.99121 | -0.05515 | 0.077474 | 0.037522
25 | 0.99108 | -0.054029 | 0.072609 | 0.035166
26 | 0.99487 | -0.079261 | 0.24252 | 0.11746
27 | 0.9951 | -0.07953 | 0 | 0
28 | 0.99489 | -0.079433 | 0.45149 | 0.21867
29 | 0.99111 | -0.057995 | 0 | 0
30 | 0.99122 | -0.058161 | 0 | 0
31 | 0.99121 | -0.058038 | 0 | 0
32 | 0.99028 | -0.052878 | 0.068425 | 0.03314
33 | 0.99028 | -0.052885 | 0 | 0
34 | 0.9943 | -0.081682 | 0 | 0
35 | 0.99094 | -0.052866 | 0 | 0
36 | 0.99517 | -0.068115 | 0.18415 | 0.08919
37 | 0.99519 | -0.06833 | 0 | 0
38 | 0.99524 | -0.068685 | 0 | 0
39 | 0.99524 | -0.068679 | 0.069871 | 0.03384
40 | 0.99522 | -0.068574 | 0 | 0
41 | 0.99531 | -0.069227 | 0 | 0
42 | 0.99522 | -0.068572 | 0.077689 | 0.037626
43 | 0.99545 | -0.070263 | 0 | 0
44 | 0.99553 | -0.070848 | 0 | 0
45 | 0.99544 | -0.070181 | 0.10822 | 0.052415
46 | 0.9953 | -0.069195 | 0.091669 | 0.044397
47 | 0.99804 | -0.0094703 | 0.27855 | 0.13491
48 | 0.99806 | -0.0096019 | 0 | 0
49 | 0.99924 | -0.0038081 | 0 | 0
50 | 0.9976 | -0.035673 | 0.3277 | 0.15871
51 | 1 | 0 | -17.8838 | -8.1244
52 | 0.99997 | 0.00028177 | 0 | 0
53 | 0.99994 | 0.0004916 | 0.31122 | 0.15073
54 | 0.99996 | -0.00021935 | 0.26696 | 0.12929
55 | 0.99996 | 0.00037504 | 0.31703 | 0.15354
56 | 0.99724 | -0.056519 | 0.073459 | 0.035578
57 | 0.99991 | 0.00076003 | 0 | 0
58 | 0.99134 | -0.081443 | 0.17345 | 0.084006
59 | 0.99133 | -0.081342 | 0 | 0
60 | 0.99137 | -0.081692 | 0 | 0
61 | 0.99128 | -0.080934 | 0 | 0
62 | 0.99138 | -0.081821 | 0 | 0
63 | 0.99127 | -0.08085 | 0.085366 | 0.041345
64 | 0.99126 | -0.080705 | 0 | 0
65 | 0.9906 | -0.075326 | 0 | 0
66 | 0.99327 | -0.09776 | 0 | 0
67 | 0.99137 | -0.081898 | 0.24996 | 0.12106
68 | 0.99126 | -0.080712 | 0 | 0
69 | 0.99125 | -0.0806 | 0.12866 | 0.062314
70 | 0.99023 | -0.072115 | 0 | 0
71 | 0.99336 | -0.098481 | 0.38518 | 0.18655
72 | 0.99014 | -0.071369 | 0.27971 | 0.13547
73 | 0.99122 | -0.08076 | 0.2983 | 0.14447
74 | 0.9942 | -0.092362 | 0 | 0
75 | 0.98985 | -0.073532 | 0.073867 | 0.035776
76 | 0.98898 | -0.070729 | 0.32658 | 0.15817
77 | 0.989 | -0.070954 | 0 | 0
78 | 0.9891 | -0.071791 | 0 | 0
79 | 0.98909 | -0.071721 | 0.26646 | 0.12905
80 | 0.98888 | -0.069882 | 0 | 0
81 | 0.98954 | -0.075428 | 0 | 0
82 | 0.98887 | -0.06982 | 0.3374 | 0.16341
83 | 0.98948 | -0.074926 | 0 | 0
84 | 0.98948 | -0.074904 | 0.36841 | 0.17843
85 | 0.98954 | -0.0754 | 0.095097 | 0.046057
86 | 0.98982 | -0.073332 | 0 | 0
87 | 0.99963 | 0.0028563 | 0.21384 | 0.10357
88 | 0.99965 | 0.0030282 | 0 | 0
89 | 0.99962 | 0.0033281 | 0 | 0
90 | 0.99977 | 0.0019747 | 0 | 0
91 | 0.99965 | 0.0030407 | 0.085738 | 0.041525
92 | 0.99038 | -0.053109 | 0.22439 | 0.10868
93 | 0.99041 | -0.053363 | 0 | 0
94 | 0.99036 | -0.052954 | 0 | 0
95 | 0.99028 | -0.053824 | 0 | 0
96 | 0.99047 | -0.053873 | 0 | 0
97 | 0.99035 | -0.052834 | 0 | 0
98 | 0.99007 | -0.051898 | 0 | 0
99 | 0.99072 | -0.050885 | 0 | 0
100 | 0.99068 | -0.05046 | 0.39333 | 0.1905
101 | 0.99074 | -0.05106 | 0 | 0
102 | 0.99006 | -0.051842 | 0 | 0
103 | 0.99006 | -0.051821 | 0.19936 | 0.096557
104 | 0.99005 | -0.051729 | 0.45697 | 0.22132
105 | 0.99046 | -0.053755 | 0.29917 | 0.14489
106 | 0.9908 | -0.051572 | 0 | 0
107 | 0.99033 | -0.052696 | 0.18044 | 0.08739
108 | 0.9903 | -0.052999 | 0.137 | 0.066353
109 | 0.99029 | -0.052978 | 0 | 0
110 | 0.99077 | -0.051316 | 0.075996 | 0.036806
111 | 0.99977 | 0.0019839 | 0.091638 | 0.044383
112 | 0.99962 | 0.0033526 | 0.13031 | 0.063113
113 | 0.99537 | -0.078082 | 0.32137 | 0.15565
114 | 0.99539 | -0.078202 | 0 | 0
115 | 0.99537 | -0.078043 | 0 | 0
116 | 0.9959 | -0.075694 | 0 | 0
117 | 0.99534 | -0.07783 | 0 | 0
118 | 0.99592 | -0.075597 | 0.15032 | 0.072802
119 | 0.99532 | -0.077684 | 0.1256 | 0.060829
120 | 0.99595 | -0.075441 | 0 | 0
121 | 0.99415 | -0.080424 | 0 | 0
122 | 0.99414 | -0.080313 | 0 | 0
123 | 0.99415 | -0.080337 | 0.11779 | 0.057048
124 | 0.99414 | -0.080278 | 0.070543 | 0.034165
125 | 0.99413 | -0.08045 | 0.2708 | 0.13115
126 | 0.99584 | -0.073058 | 0 | 0
127 | 0.99552 | -0.070793 | 0.088209 | 0.042722
128 | 0.99584 | -0.073014 | 0.088132 | 0.042684
129 | 0.99593 | -0.073629 | 0 | 0
130 | 0.99593 | -0.073599 | 0.078709 | 0.038121
131 | 0.99609 | -0.074725 | 0 | 0
132 | 0.99613 | -0.074507 | 0.075815 | 0.036719
133 | 0.99613 | -0.074509 | 0 | 0
134 | 0.99625 | -0.073934 | 0 | 0
135 | 0.99602 | -0.075036 | 2.0955 | 1.0149
136 | 0.99629 | -0.073735 | 0.071518 | 0.034638
137 | 0.99597 | -0.075321 | 0 | 0
138 | 0.99633 | -0.073501 | 0 | 0
139 | 0.99618 | -0.073509 | 0.094751 | 0.04589
140 | 0.99618 | -0.073581 | 0 | 0
141 | 0.99624 | -0.073915 | 0 | 0
142 | 0.99624 | -0.073885 | 0.4133 | 0.20017
143 | 0.99552 | -0.082016 | 0 | 0
144 | 0.99512 | -0.086572 | 0 | 0
145 | 0.99552 | -0.082033 | 0.40045 | 0.19395
146 | 0.9951 | -0.086416 | 0.078543 | 0.03804
147 | 0.99425 | -0.092819 | 0.22059 | 0.10683
148 | 0.99665 | -0.071962 | 0 | 0
149 | 0.99501 | -0.086985 | 0 | 0
150 | 0.99715 | -0.056972 | 0 | 0
151 | 0.99704 | -0.057496 | 0 | 0
152 | 0.99689 | -0.058261 | 0.37973 | 0.18391
153 | 0.99688 | -0.058245 | 0.29248 | 0.14165
154 | 0.99126 | -0.080696 | 0 | 0
155 | 0.99125 | -0.080596 | 0.27478 | 0.13308
156 | 0.9909 | -0.05251 | 0 | 0
157 | 0.9909 | -0.052472 | 0.1242 | 0.060151
158 | 0.99025 | -0.05276 | 0 | 0
159 | 0.99025 | -0.052723 | 0.073799 | 0.035742
160 | 0.99108 | -0.057771 | 0 | 0
161 | 0.99108 | -0.05772 | 0.14147 | 0.068518
162 | 0.99959 | 0.0035562 | 0.17428 | 0.084407
163 | 0.9996 | 0.0034933 | 0 | 0
164 | 0.99961 | 0.0033924 | 0 | 0
165 | 0.99499 | -0.087127 | 0.40713 | 0.19718
166 | 0.99997 | 149.9981 | 0 | 0

## res_line
| p_from_mw | q_from_mvar | p_to_mw | q_to_mvar | pl_mw | ql_mvar | i_from_ka | i_to_ka | i_ka | vm_from_pu | va_from_degree | vm_to_pu | va_to_degree | loading_percent
0 | -0.37175 | -0.18005 | 0.37176 | 0.17919 | 6.993e-06 | -0.00086068 | 0.011985 | 0.011974 | 0.011985 | 0.99493 | -0.07986 | 0.99495 | -0.080023 | 5.4475
1 | -0.37176 | -0.17919 | 0.37177 | 0.17695 | 1.8139e-05 | -0.00224 | 0.011974 | 0.011946 | 0.011974 | 0.99495 | -0.080023 | 0.99499 | -0.080438 | 5.4426
2 | 1.1312 | 0.54247 | -1.1311 | -0.54363 | 8.8966e-05 | -0.0011621 | 0.036398 | 0.036413 | 0.036413 | 0.99499 | -0.080438 | 0.99492 | -0.079766 | 16.5512
3 | 4.2733 | 1.9638 | -4.2719 | -1.9679 | 0.0013592 | -0.0041421 | 0.13644 | 0.13651 | 0.13651 | 0.99499 | -0.080438 | 0.99465 | -0.084449 | 37.7089
4 | -5.7762 | -2.6832 | 5.7766 | 2.6827 | 0.0003506 | -0.00046733 | 0.18478 | 0.18477 | 0.18478 | 0.99499 | -0.080438 | 0.99506 | -0.079688 | 51.0449
5 | -0.41587 | -0.20069 | 0.41589 | 0.19886 | 1.8573e-05 | -0.0018292 | 0.013399 | 0.013375 | 0.013399 | 0.99488 | -0.079384 | 0.99492 | -0.079766 | 6.0902
6 | 0.41587 | 0.20069 | -0.41587 | -0.20108 | 3.918e-06 | -0.00038503 | 0.013399 | 0.013403 | 0.013403 | 0.99488 | -0.079384 | 0.99487 | -0.079303 | 6.0925
7 | 0.45151 | 0.21722 | -0.4515 | -0.21787 | 7.8175e-06 | -0.00065215 | 0.014538 | 0.014546 | 0.014546 | 0.99492 | -0.079766 | 0.99491 | -0.079617 | 6.6118
8 | 0.26371 | 0.12755 | -0.26371 | -0.12772 | 6.6918e-07 | -0.00016375 | 0.0084995 | 0.0085015 | 0.0085015 | 0.99492 | -0.079766 | 0.99492 | -0.079744 | 3.8643
9 | 0.24253 | 0.11712 | -0.24252 | -0.11746 | 1.1633e-06 | -0.00033665 | 0.0078148 | 0.0078191 | 0.0078191 | 0.99487 | -0.079303 | 0.99487 | -0.079261 | 3.5541
10 | 3.6076 | 1.6695 | -3.6018 | -1.6755 | 0.0057749 | -0.005946 | 0.11537 | 0.11546 | 0.11546 | 0.99465 | -0.084449 | 0.99316 | -0.071808 | 52.4838
11 | 0.57283 | 0.25475 | -0.57264 | -0.26485 | 0.00019134 | -0.010099 | 0.018195 | 0.018317 | 0.018317 | 0.99465 | -0.084449 | 0.99433 | -0.081956 | 8.3259
12 | 0.091514 | 0.043622 | -0.091514 | -0.044322 | 3.4372e-07 | -0.00070029 | 0.0029423 | 0.0029511 | 0.0029511 | 0.99465 | -0.084449 | 0.99464 | -0.084416 | 1.3414
13 | -6.2621 | -2.9178 | 6.2623 | 2.9136 | 0.00021541 | -0.0041987 | 0.20042 | 0.20037 | 0.20042 | 0.99506 | -0.079688 | 0.9951 | -0.07953 | 15.707
14 | 0.4515 | 0.21787 | -0.45149 | -0.21867 | 9.5722e-06 | -0.00079749 | 0.014546 | 0.014556 | 0.014556 | 0.99491 | -0.079617 | 0.99489 | -0.079433 | 6.6164
15 | 0.26056 | 0.11953 | -0.26055 | -0.12083 | 5.1821e-06 | -0.001302 | 0.0083494 | 0.0083653 | 0.0083653 | 0.99114 | -0.058228 | 0.99112 | -0.058074 | 3.8024
16 | -0.26056 | -0.11953 | 0.26057 | 0.11943 | 1.2037e-05 | -0.00010614 | 0.0083494 | 0.008348 | 0.0083494 | 0.99114 | -0.058228 | 0.99119 | -0.057861 | 3.9759
17 | 0.14148 | 0.063164 | -0.14148 | -0.064468 | 1.5174e-06 | -0.0013041 | 0.0045127 | 0.0045284 | 0.0045284 | 0.99112 | -0.058074 | 0.99111 | -0.057995 | 2.0584
18 | -0.39476 | -0.18442 | 0.39477 | 0.18346 | 8.7653e-06 | -0.00095476 | 0.01269 | 0.012678 | 0.01269 | 0.99119 | -0.057861 | 0.99121 | -0.058038 | 5.768
19 | 3.6018 | 1.6755 | -3.6002 | -1.6771 | 0.0016072 | -0.0016485 | 0.11546 | 0.11549 | 0.11549 | 0.99316 | -0.071808 | 0.99274 | -0.068259 | 52.4957
20 | 0.57264 | 0.26485 | -0.57262 | -0.26564 | 1.4999e-05 | -0.00078561 | 0.018317 | 0.018327 | 0.018327 | 0.99433 | -0.081956 | 0.99431 | -0.081751 | 8.3302
21 | -0.38586 | -0.18686 | 0.38588 | 0.18469 | 1.9219e-05 | -0.0021785 | 0.012467 | 0.01244 | 0.012467 | 0.9927 | -0.067831 | 0.99274 | -0.068259 | 5.6669
22 | 0.38586 | 0.18686 | -0.38585 | -0.18688 | 3.6882e-06 | -1.3357e-05 | 0.012467 | 0.012467 | 0.012467 | 0.9927 | -0.067831 | 0.99269 | -0.067894 | 5.9369
23 | 0.07028 | 0.033649 | -0.07028 | -0.034038 | 1.1351e-07 | -0.00038883 | 0.0022658 | 0.0022707 | 0.0022707 | 0.99274 | -0.068259 | 0.99274 | -0.068245 | 1.0321
24 | 3.144 | 1.4588 | -3.1396 | -1.4651 | 0.0044232 | -0.0063459 | 0.10079 | 0.10088 | 0.10088 | 0.99274 | -0.068259 | 0.99143 | -0.057073 | 45.8545
25 | 2.3857 | 1.1097 | -2.3851 | -1.1112 | 0.00056223 | -0.0015164 | 0.076611 | 0.076632 | 0.076632 | 0.99143 | -0.057073 | 0.99122 | -0.055199 | 34.8325
26 | 0.75392 | 0.35546 | -0.75379 | -0.35552 | 0.00013439 | -6.6056e-05 | 0.024269 | 0.024271 | 0.024271 | 0.99143 | -0.057073 | 0.99125 | -0.058367 | 11.5577
27 | 0.077474 | 0.036256 | -0.077474 | -0.037522 | 4.4997e-07 | -0.0012659 | 0.0024912 | 0.002507 | 0.002507 | 0.99122 | -0.055199 | 0.99121 | -0.05515 | 1.1395
28 | 2.3077 | 1.0749 | -2.3073 | -1.0759 | 0.00033845 | -0.00098119 | 0.07414 | 0.074154 | 0.074154 | 0.99122 | -0.055199 | 0.99108 | -0.054029 | 33.7062
29 | 0.39478 | 0.18165 | -0.39477 | -0.18279 | 1.0447e-05 | -0.0011418 | 0.012656 | 0.01267 | 0.01267 | 0.99125 | -0.058367 | 0.99122 | -0.058161 | 5.7589
30 | 0.45921 | 0.21071 | -0.45921 | -0.21105 | 4.0864e-06 | -0.00033449 | 0.014669 | 0.014673 | 0.014673 | 0.99431 | -0.081751 | 0.9943 | -0.081682 | 6.6695
31 | 2.2347 | 1.0408 | -2.2344 | -1.0418 | 0.00032611 | -0.001014 | 0.071804 | 0.071818 | 0.071818 | 0.99108 | -0.054029 | 0.99094 | -0.052866 | 32.6444
32 | -6.2623 | -2.9136 | 6.2641 | 2.8794 | 0.0017504 | -0.034215 | 0.20037 | 0.19994 | 0.20037 | 0.9951 | -0.07953 | 0.99539 | -0.078202 | 15.7029
33 | 0.14148 | 0.064468 | -0.14147 | -0.067814 | 3.9421e-06 | -0.0033458 | 0.0045284 | 0.0045697 | 0.0045697 | 0.99111 | -0.057995 | 0.99108 | -0.057771 | 2.0771
34 | 0.39477 | 0.18279 | -0.39477 | -0.18346 | 6.1409e-06 | -0.00066998 | 0.01267 | 0.012678 | 0.012678 | 0.99122 | -0.058161 | 0.99121 | -0.058038 | 5.7627
35 | -0.068425 | -0.03314 | 0.068425 | 0.032929 | 5.9043e-08 | -0.0002111 | 0.0022163 | 0.0022136 | 0.0022163 | 0.99028 | -0.052878 | 0.99028 | -0.052885 | 1.0074
36 | -0.068425 | -0.032929 | 0.068426 | 0.02994 | 8.2104e-07 | -0.0029884 | 0.0022136 | 0.0021772 | 0.0022136 | 0.99028 | -0.052885 | 0.99029 | -0.052978 | 1.0062
37 | 0.45921 | 0.21105 | -0.45914 | -0.21695 | 7.246e-05 | -0.0058994 | 0.014673 | 0.014745 | 0.014745 | 0.9943 | -0.081682 | 0.99415 | -0.080424 | 6.7025
38 | 0.1242 | 0.052927 | -0.1242 | -0.059545 | 5.9461e-06 | -0.0066177 | 0.003933 | 0.0040125 | 0.0040125 | 0.99094 | -0.052866 | 0.9909 | -0.05251 | 1.8239
39 | 2.1102 | 0.98884 | -2.1098 | -0.99002 | 0.00033729 | -0.0011848 | 0.067887 | 0.067903 | 0.067903 | 0.99094 | -0.052866 | 0.9908 | -0.051572 | 30.865
40 | -0.18415 | -0.08919 | 0.18416 | 0.086816 | 4.7007e-06 | -0.002374 | 0.0059354 | 0.0059057 | 0.0059354 | 0.99517 | -0.068115 | 0.99519 | -0.06833 | 2.6979
41 | -0.18416 | -0.086816 | 0.18417 | 0.082476 | 8.4725e-06 | -0.0043396 | 0.0059057 | 0.0058531 | 0.0059057 | 0.99519 | -0.06833 | 0.99524 | -0.068685 | 2.6844
42 | 0.069871 | 0.033677 | -0.069871 | -0.03384 | 4.6689e-08 | -0.00016326 | 0.0022498 | 0.0022518 | 0.0022518 | 0.99524 | -0.068685 | 0.99524 | -0.068679 | 1.0236
43 | 0.07769 | 0.034411 | -0.077689 | -0.03756 | 1.0967e-06 | -0.0031495 | 0.0024646 | 0.002503 | 0.002503 | 0.99524 | -0.068685 | 0.99522 | -0.068574 | 1.1377
44 | -0.33173 | -0.15056 | 0.33175 | 0.1466 | 2.4914e-05 | -0.0039634 | 0.010567 | 0.01052 | 0.010567 | 0.99524 | -0.068685 | 0.99531 | -0.069227 | 4.803
45 | 0.077689 | 0.03756 | -0.077689 | -0.037626 | 2.332e-08 | -6.5783e-05 | 0.002503 | 0.0025038 | 0.0025038 | 0.99522 | -0.068574 | 0.99522 | -0.068572 | 1.1381
46 | 0.091669 | 0.043692 | -0.091669 | -0.044397 | 3.4627e-07 | -0.00070501 | 0.0029453 | 0.0029541 | 0.0029541 | 0.99531 | -0.069227 | 0.9953 | -0.069195 | 1.3428
47 | -0.42342 | -0.19029 | 0.42348 | 0.18413 | 6.2913e-05 | -0.0061645 | 0.013464 | 0.013391 | 0.013464 | 0.99531 | -0.069227 | 0.99545 | -0.070263 | 6.12
48 | -0.53171 | -0.235 | 0.53175 | 0.23218 | 4.5376e-05 | -0.0028219 | 0.016858 | 0.016825 | 0.016858 | 0.99545 | -0.070263 | 0.99553 | -0.070848 | 7.6628
49 | 0.10823 | 0.050873 | -0.10822 | -0.052415 | 1.0526e-06 | -0.0015423 | 0.0034679 | 0.0034872 | 0.0034872 | 0.99545 | -0.070263 | 0.99544 | -0.070181 | 1.5851
50 | -0.61996 | -0.27364 | 0.62017 | 0.26412 | 0.00020741 | -0.0095164 | 0.01965 | 0.01954 | 0.01965 | 0.99553 | -0.070848 | 0.99584 | -0.073058 | 8.932
51 | 0.088209 | 0.041458 | -0.088209 | -0.042722 | 5.7251e-07 | -0.0012632 | 0.0028263 | 0.002842 | 0.002842 | 0.99553 | -0.070848 | 0.99552 | -0.070793 | 1.2918
52 | -0.27855 | -0.13491 | 0.27855 | 0.13396 | 4.2408e-06 | -0.00094273 | 0.008952 | 0.0089401 | 0.008952 | 0.99804 | -0.0094703 | 0.99806 | -0.0096019 | 4.0691
53 | -16.248 | -7.4358 | 16.2666 | 7.3899 | 0.018535 | -0.045924 | 0.51683 | 0.51615 | 0.51683 | 0.99806 | -0.0096019 | 0.99924 | -0.0038081 | 40.5039
54 | 15.9695 | 7.3019 | -15.9655 | -7.2915 | 0.0039348 | 0.010346 | 0.50789 | 0.50789 | 0.50789 | 0.99806 | -0.0096019 | 0.9976 | -0.035673 | 39.3716
55 | -16.2666 | -7.3899 | 16.2784 | 7.3604 | 0.011865 | -0.029545 | 0.51615 | 0.51572 | 0.51615 | 0.99924 | -0.0038081 | 1 | 0 | 40.4509
56 | 15.6378 | 7.1328 | -15.6348 | -7.1247 | 0.003077 | 0.0080826 | 0.49736 | 0.49736 | 0.49736 | 0.9976 | -0.035673 | 0.99724 | -0.056519 | 38.5552
57 | 0.31704 | 0.15114 | -0.31703 | -0.15296 | 1.0482e-05 | -0.0018164 | 0.010139 | 0.010162 | 0.010162 | 1 | 0 | 0.99997 | 0.00028177 | 4.619
58 | 1.0073 | 0.47315 | -1.0073 | -0.47419 | 6.0788e-05 | -0.0010348 | 0.032127 | 0.03214 | 0.03214 | 1 | 0 | 0.99994 | 0.0004916 | 14.609
59 | 0.26697 | 0.12922 | -0.26696 | -0.12929 | 8.8727e-06 | -7.5527e-05 | 0.008562 | 0.008563 | 0.008563 | 1 | 0 | 0.99996 | -0.00021935 | 4.0776
60 | 0.31703 | 0.15296 | -0.31703 | -0.15354 | 3.4091e-06 | -0.00058897 | 0.010162 | 0.010169 | 0.010169 | 0.99997 | 0.00028177 | 0.99996 | 0.00037504 | 4.6223
61 | 0.69604 | 0.32346 | -0.69601 | -0.32431 | 2.3515e-05 | -0.00084907 | 0.022158 | 0.022168 | 0.022168 | 0.99994 | 0.0004916 | 0.99991 | 0.00076003 | 10.0765
62 | 15.5613 | 7.0892 | -15.5599 | -7.093 | 0.001385 | -0.0037914 | 0.495 | 0.49506 | 0.49506 | 0.99724 | -0.056519 | 0.99715 | -0.056972 | 38.7974
63 | 0.69601 | 0.32431 | -0.69591 | -0.32807 | 0.00010459 | -0.0037661 | 0.022168 | 0.022215 | 0.022215 | 0.99991 | 0.00076003 | 0.99977 | 0.0019747 | 10.0976
64 | 0.36018 | 0.16927 | -0.36018 | -0.16986 | 4.488e-06 | -0.00058564 | 0.011589 | 0.011596 | 0.011596 | 0.99134 | -0.081443 | 0.99133 | -0.081342 | 5.271
65 | -0.53363 | -0.25328 | 0.53365 | 0.25233 | 1.5981e-05 | -0.00094531 | 0.017201 | 0.017189 | 0.017201 | 0.99134 | -0.081443 | 0.99137 | -0.081692 | 7.8185
66 | 0.36018 | 0.16986 | -0.36016 | -0.17215 | 1.7633e-05 | -0.0022937 | 0.011596 | 0.011625 | 0.011625 | 0.99133 | -0.081342 | 0.99128 | -0.080934 | 5.284
67 | -0.53365 | -0.25233 | 0.53366 | 0.25184 | 8.3748e-06 | -0.00049593 | 0.017189 | 0.017183 | 0.017189 | 0.99137 | -0.081692 | 0.99138 | -0.081821 | 7.8131
68 | 0.36016 | 0.17215 | -0.36015 | -0.17261 | 3.5472e-06 | -0.00046002 | 0.011625 | 0.011631 | 0.011631 | 0.99128 | -0.080934 | 0.99127 | -0.08085 | 5.2867
69 | 0.42703 | 0.20104 | -0.42697 | -0.20626 | 5.6583e-05 | -0.0052233 | 0.013744 | 0.013809 | 0.013809 | 0.99138 | -0.081821 | 0.99126 | -0.080705 | 6.2769
70 | 1.7513 | 0.80275 | -1.7498 | -0.81048 | 0.0014656 | -0.0077308 | 0.056097 | 0.056196 | 0.056196 | 0.99138 | -0.081821 | 0.9906 | -0.075326 | 25.5438
71 | -2.9619 | -1.3767 | 2.968 | 1.3667 | 0.0060319 | -0.0099726 | 0.095108 | 0.094964 | 0.095108 | 0.99138 | -0.081821 | 0.99327 | -0.09776 | 43.2307
72 | 0.24996 | 0.12103 | -0.24996 | -0.12106 | 2.9332e-06 | -2.7697e-05 | 0.0080869 | 0.0080873 | 0.0080873 | 0.99138 | -0.081821 | 0.99137 | -0.081898 | 3.8511
73 | 0.27479 | 0.13127 | -0.27478 | -0.13226 | 4.4467e-06 | -0.00099086 | 0.0088685 | 0.008881 | 0.008881 | 0.99127 | -0.08085 | 0.99126 | -0.080712 | 4.0368
74 | 0.42697 | 0.20626 | -0.42697 | -0.20674 | 5.1738e-06 | -0.00047504 | 0.013809 | 0.013815 | 0.013815 | 0.99126 | -0.080705 | 0.99125 | -0.0806 | 6.2797
75 | 1.7498 | 0.81048 | -1.7491 | -0.81422 | 0.00071066 | -0.0037337 | 0.056196 | 0.056245 | 0.056245 | 0.9906 | -0.075326 | 0.99023 | -0.072115 | 25.5658
76 | -2.968 | -1.3667 | 2.9682 | 1.3662 | 0.00027647 | -0.00045902 | 0.094964 | 0.094957 | 0.094964 | 0.99327 | -0.09776 | 0.99336 | -0.098481 | 43.1654
77 | 0.27478 | 0.13226 | -0.27478 | -0.13238 | 5.2528e-07 | -0.00011686 | 0.008881 | 0.0088825 | 0.0088825 | 0.99126 | -0.080712 | 0.99126 | -0.080696 | 4.0375
78 | 0.2983 | 0.14443 | -0.2983 | -0.14447 | 7.2432e-06 | -4.6645e-05 | 0.009652 | 0.0096526 | 0.0096526 | 0.99125 | -0.0806 | 0.99122 | -0.08076 | 4.5965
79 | 1.7491 | 0.81422 | -1.7489 | -0.81507 | 0.00016375 | -0.00085895 | 0.056245 | 0.056256 | 0.056256 | 0.99023 | -0.072115 | 0.99014 | -0.071369 | 25.5709
80 | -3.3534 | -1.5528 | 3.3561 | 1.5543 | 0.0026648 | 0.0015162 | 0.10739 | 0.10739 | 0.10739 | 0.99336 | -0.098481 | 0.9942 | -0.092362 | 51.1392
81 | 1.4692 | 0.6796 | -1.4688 | -0.67947 | 0.00041106 | 0.00013629 | 0.047196 | 0.047197 | 0.047197 | 0.99014 | -0.071369 | 0.98985 | -0.073532 | 22.4749
82 | -3.3561 | -1.5543 | 3.3563 | 1.5541 | 0.00019558 | -0.00024181 | 0.10739 | 0.10739 | 0.10739 | 0.9942 | -0.092362 | 0.99425 | -0.092819 | 48.8139
83 | 1.3949 | 0.64369 | -1.3949 | -0.64399 | 3.5874e-05 | -0.00030248 | 0.044804 | 0.044808 | 0.044808 | 0.98985 | -0.073532 | 0.98982 | -0.073332 | 20.3673
84 | -0.32658 | -0.15817 | 0.32658 | 0.15684 | 8.5086e-06 | -0.0013264 | 0.010592 | 0.010575 | 0.010592 | 0.98898 | -0.070729 | 0.989 | -0.070954 | 4.8144
85 | -0.32658 | -0.15684 | 0.32662 | 0.15162 | 3.3233e-05 | -0.0052219 | 0.010575 | 0.01051 | 0.010575 | 0.989 | -0.070954 | 0.9891 | -0.071791 | 4.8067
86 | 0.26646 | 0.12855 | -0.26646 | -0.12905 | 2.1603e-06 | -0.00050595 | 0.0086346 | 0.0086411 | 0.0086411 | 0.9891 | -0.071791 | 0.98909 | -0.071721 | 3.9278
87 | 0.33748 | 0.15108 | -0.3374 | -0.16306 | 8.1047e-05 | -0.011987 | 0.010791 | 0.010939 | 0.010939 | 0.9891 | -0.071791 | 0.98888 | -0.069882 | 4.9725
88 | -0.93056 | -0.43124 | 0.931 | 0.42273 | 0.00044108 | -0.0085165 | 0.029934 | 0.029829 | 0.029934 | 0.9891 | -0.071791 | 0.98954 | -0.075428 | 13.6063
89 | 0.3374 | 0.16306 | -0.3374 | -0.16341 | 2.3736e-06 | -0.00034603 | 0.010939 | 0.010944 | 0.010944 | 0.98888 | -0.069882 | 0.98887 | -0.06982 | 4.9745
90 | 0.095097 | 0.045493 | -0.095097 | -0.046057 | 3.0544e-07 | -0.00056418 | 0.0030753 | 0.0030825 | 0.0030825 | 0.98954 | -0.075428 | 0.98954 | -0.0754 | 1.4011
91 | -1.3945 | -0.64388 | 1.3949 | 0.64399 | 0.00037584 | 0.00011257 | 0.04481 | 0.044808 | 0.04481 | 0.98954 | -0.075428 | 0.98982 | -0.073332 | 21.3379
92 | 0.36844 | 0.17566 | -0.36842 | -0.17832 | 2.1618e-05 | -0.0026561 | 0.011907 | 0.011941 | 0.011941 | 0.98954 | -0.075428 | 0.98948 | -0.074926 | 5.4278
93 | 0.36842 | 0.17832 | -0.36841 | -0.17843 | 9.3152e-07 | -0.00011411 | 0.011941 | 0.011943 | 0.011943 | 0.98948 | -0.074926 | 0.98948 | -0.074904 | 5.4284
94 | -0.21384 | -0.10357 | 0.21385 | 0.10349 | 5.5667e-06 | -7.569e-05 | 0.0068616 | 0.0068606 | 0.0068616 | 0.99963 | 0.0028563 | 0.99965 | 0.0030282 | 3.2674
95 | 0.30461 | 0.14285 | -0.3046 | -0.14494 | 1.1096e-05 | -0.002092 | 0.0097155 | 0.0097414 | 0.0097414 | 0.99965 | 0.0030282 | 0.99962 | 0.0033281 | 4.4279
96 | -0.60419 | -0.28757 | 0.60427 | 0.28389 | 7.7129e-05 | -0.0036782 | 0.019323 | 0.019277 | 0.019323 | 0.99965 | 0.0030282 | 0.99977 | 0.0019747 | 8.7832
97 | 0.085739 | 0.041232 | -0.085738 | -0.041525 | 1.2408e-07 | -0.00029337 | 0.0027473 | 0.002751 | 0.002751 | 0.99965 | 0.0030282 | 0.99965 | 0.0030407 | 1.2505
98 | 0.3046 | 0.14494 | -0.3046 | -0.1451 | 8.8963e-07 | -0.00016724 | 0.0097414 | 0.0097434 | 0.0097434 | 0.99962 | 0.0033281 | 0.99962 | 0.0033526 | 4.4288
99 | 0.091639 | 0.044181 | -0.091638 | -0.044383 | 9.754e-08 | -0.00020189 | 0.0029374 | 0.00294 | 0.00294 | 0.99977 | 0.0019747 | 0.99977 | 0.0019839 | 1.3364
100 | -1.3407 | -0.62497 | 1.3407 | 0.62458 | 4.2708e-05 | -0.00039043 | 0.043115 | 0.04311 | 0.043115 | 0.99038 | -0.053109 | 0.99041 | -0.053363 | 19.5976
101 | 0.4597 | 0.20573 | -0.45969 | -0.20653 | 9.8628e-06 | -0.0007994 | 0.01468 | 0.01469 | 0.01469 | 0.99038 | -0.053109 | 0.99036 | -0.052954 | 6.6771
102 | 0.65656 | 0.31057 | -0.6565 | -0.31062 | 6.5428e-05 | -5.4944e-05 | 0.02117 | 0.021172 | 0.021172 | 0.99038 | -0.053109 | 0.99028 | -0.053824 | 10.0817
103 | -1.3407 | -0.62458 | 1.3408 | 0.62379 | 8.5913e-05 | -0.00078575 | 0.04311 | 0.0431 | 0.04311 | 0.99041 | -0.053363 | 0.99047 | -0.053873 | 19.5953
104 | 0.45969 | 0.20653 | -0.45969 | -0.20714 | 7.5347e-06 | -0.00060998 | 0.01469 | 0.014697 | 0.014697 | 0.99036 | -0.052954 | 0.99035 | -0.052834 | 6.6804
105 | 0.6565 | 0.31062 | -0.65635 | -0.31641 | 0.00014972 | -0.0057924 | 0.021172 | 0.021245 | 0.021245 | 0.99028 | -0.053824 | 0.99007 | -0.051898 | 9.6568
106 | 0.29917 | 0.14413 | -0.29917 | -0.14489 | 4.0884e-06 | -0.00076377 | 0.0096786 | 0.0096883 | 0.0096883 | 0.99047 | -0.053873 | 0.99046 | -0.053755 | 4.4038
107 | -1.64 | -0.76792 | 1.6405 | 0.76812 | 0.00050783 | 0.0001982 | 0.052778 | 0.052776 | 0.052778 | 0.99047 | -0.053873 | 0.9908 | -0.051572 | 25.1322
108 | 0.45969 | 0.20714 | -0.45968 | -0.20783 | 8.6133e-06 | -0.00069652 | 0.014697 | 0.014705 | 0.014705 | 0.99035 | -0.052834 | 0.99033 | -0.052696 | 6.6842
109 | 0.45698 | 0.22061 | -0.45697 | -0.22132 | 8.9211e-06 | -0.00071133 | 0.014796 | 0.014805 | 0.014805 | 0.99007 | -0.051898 | 0.99005 | -0.051729 | 6.7294
110 | 0.19937 | 0.095803 | -0.19936 | -0.096355 | 1.3125e-06 | -0.00055223 | 0.0064493 | 0.0064563 | 0.0064563 | 0.99007 | -0.051898 | 0.99006 | -0.051842 | 2.9347
111 | 0.39335 | 0.1884 | -0.39333 | -0.1905 | 1.9447e-05 | -0.0021035 | 0.012708 | 0.012735 | 0.012735 | 0.99072 | -0.050885 | 0.99068 | -0.05046 | 5.7886
112 | -0.39335 | -0.1884 | 0.39336 | 0.18751 | 8.1296e-06 | -0.00088204 | 0.012708 | 0.012697 | 0.012708 | 0.99072 | -0.050885 | 0.99074 | -0.05106 | 5.7765
113 | -0.39336 | -0.18751 | 0.39337 | 0.1862 | 1.2058e-05 | -0.0013112 | 0.012697 | 0.012681 | 0.012697 | 0.99074 | -0.05106 | 0.99077 | -0.051316 | 5.7714
114 | 0.19936 | 0.096355 | -0.19936 | -0.096557 | 4.8031e-07 | -0.00020179 | 0.0064563 | 0.0064588 | 0.0064588 | 0.99006 | -0.051842 | 0.99006 | -0.051821 | 2.9358
115 | 0.46938 | 0.2219 | -0.46937 | -0.22301 | 1.4517e-05 | -0.0011085 | 0.015127 | 0.015141 | 0.015141 | 0.9908 | -0.051572 | 0.99077 | -0.051316 | 6.8822
116 | 0.27924 | 0.12044 | -0.27923 | -0.12051 | 8.979e-06 | -6.9454e-05 | 0.0088646 | 0.0088654 | 0.0088654 | 0.99033 | -0.052696 | 0.9903 | -0.052999 | 4.2216
117 | 0.14223 | 0.05416 | -0.14223 | -0.054781 | 6.9826e-07 | -0.00062113 | 0.0044364 | 0.0044429 | 0.0044429 | 0.9903 | -0.052999 | 0.99029 | -0.052978 | 2.0195
118 | 0.073802 | 0.02484 | -0.073799 | -0.03476 | 3.0449e-06 | -0.0099197 | 0.00227 | 0.0023781 | 0.0023781 | 0.99029 | -0.052978 | 0.99025 | -0.05276 | 1.0809
119 | 0.17428 | 0.081992 | -0.17428 | -0.08248 | 8.4626e-07 | -0.00048804 | 0.0055622 | 0.0055682 | 0.0055682 | 0.99962 | 0.0033526 | 0.99961 | 0.0033924 | 2.531
120 | -0.44698 | -0.20914 | 0.44698 | 0.20856 | 6.7221e-06 | -0.00057982 | 0.014312 | 0.014305 | 0.014312 | 0.99537 | -0.078082 | 0.99539 | -0.078202 | 6.5054
121 | 0.1256 | 0.053489 | -0.1256 | -0.054343 | 7.5753e-07 | -0.00085397 | 0.0039592 | 0.003969 | 0.003969 | 0.99537 | -0.078082 | 0.99537 | -0.078043 | 1.8041
122 | -6.711 | -3.088 | 6.7143 | 3.0315 | 0.0033085 | -0.056444 | 0.21424 | 0.21354 | 0.21424 | 0.99539 | -0.078202 | 0.9959 | -0.075694 | 16.7903
123 | 0.1256 | 0.054343 | -0.1256 | -0.058438 | 3.6854e-06 | -0.0040946 | 0.003969 | 0.0040177 | 0.0040177 | 0.99537 | -0.078043 | 0.99534 | -0.07783 | 1.8262
124 | -6.7143 | -3.0315 | 6.7145 | 3.0294 | 0.00012244 | -0.0020974 | 0.21354 | 0.21352 | 0.21354 | 0.9959 | -0.075694 | 0.99592 | -0.075597 | 16.7354
125 | 0.1256 | 0.058438 | -0.1256 | -0.060829 | 2.1946e-06 | -0.0023907 | 0.0040177 | 0.0040474 | 0.0040474 | 0.99534 | -0.07783 | 0.99532 | -0.077684 | 1.8397
126 | -6.8648 | -3.1022 | 6.865 | 3.099 | 0.00020144 | -0.0032955 | 0.21836 | 0.21832 | 0.21836 | 0.99592 | -0.075597 | 0.99595 | -0.075441 | 17.1126
127 | -6.865 | -3.099 | 6.8651 | 3.0964 | 0.00015575 | -0.0025491 | 0.21832 | 0.21828 | 0.21832 | 0.99595 | -0.075441 | 0.99597 | -0.075321 | 17.1094
128 | 0.070544 | 0.029218 | -0.070543 | -0.033153 | 1.1167e-06 | -0.0039349 | 0.0022172 | 0.0022633 | 0.0022633 | 0.99415 | -0.080424 | 0.99414 | -0.080313 | 1.0288
129 | 0.38859 | 0.18773 | -0.38859 | -0.18816 | 3.8801e-06 | -0.0004354 | 0.012531 | 0.012537 | 0.012537 | 0.99415 | -0.080424 | 0.99415 | -0.080337 | 5.6986
130 | 0.070543 | 0.033153 | -0.070543 | -0.034165 | 2.9509e-07 | -0.0010124 | 0.0022633 | 0.002276 | 0.002276 | 0.99414 | -0.080313 | 0.99414 | -0.080278 | 1.0345
131 | 0.2708 | 0.13112 | -0.2708 | -0.13115 | 4.6574e-06 | -3.7486e-05 | 0.0087366 | 0.0087371 | 0.0087371 | 0.99415 | -0.080337 | 0.99413 | -0.08045 | 4.1605
132 | 0.088133 | 0.041669 | -0.088132 | -0.042684 | 4.5927e-07 | -0.0010153 | 0.0028259 | 0.0028387 | 0.0028387 | 0.99584 | -0.073058 | 0.99584 | -0.073014 | 1.2903
133 | -0.7083 | -0.30579 | 0.70837 | 0.30358 | 6.2623e-05 | -0.0022049 | 0.022364 | 0.022339 | 0.022364 | 0.99584 | -0.073058 | 0.99593 | -0.073629 | 10.1655
134 | 0.078709 | 0.037356 | -0.078709 | -0.038121 | 2.7589e-07 | -0.00076444 | 0.0025253 | 0.0025349 | 0.0025349 | 0.99593 | -0.073629 | 0.99593 | -0.073599 | 1.1522
135 | -0.78708 | -0.34094 | 0.78721 | 0.33715 | 0.00013315 | -0.0037891 | 0.024862 | 0.024818 | 0.024862 | 0.99593 | -0.073629 | 0.99609 | -0.074725 | 11.301
136 | 8.9615 | 4.1001 | -8.961 | -4.1053 | 0.00055886 | -0.0052127 | 0.28561 | 0.28567 | 0.28567 | 0.99609 | -0.074725 | 0.99602 | -0.075036 | 22.3881
137 | -9.7488 | -4.4373 | 9.7492 | 4.4341 | 0.00040954 | -0.0031999 | 0.31042 | 0.31038 | 0.31042 | 0.99609 | -0.074725 | 0.99613 | -0.074509 | 24.3273
138 | -0.075815 | -0.036719 | 0.075815 | 0.036652 | 2.257e-08 | -6.7113e-05 | 0.0024412 | 0.0024404 | 0.0024412 | 0.99613 | -0.074507 | 0.99613 | -0.074509 | 1.1096
139 | -9.825 | -4.4707 | 9.8261 | 4.4623 | 0.0010978 | -0.0084401 | 0.31282 | 0.31271 | 0.31282 | 0.99613 | -0.074509 | 0.99625 | -0.073934 | 24.5153
140 | -9.8261 | -4.4623 | 9.8265 | 4.4594 | 0.0003765 | -0.0028967 | 0.31271 | 0.31267 | 0.31271 | 0.99625 | -0.073934 | 0.99629 | -0.073735 | 24.5068
141 | 6.8655 | 3.0904 | -6.8651 | -3.0964 | 0.00036456 | -0.0059701 | 0.21821 | 0.21828 | 0.21828 | 0.99602 | -0.075036 | 0.99597 | -0.075321 | 17.107
142 | -9.898 | -4.494 | 9.8984 | 4.4906 | 0.00044579 | -0.0033774 | 0.31497 | 0.31493 | 0.31497 | 0.99629 | -0.073735 | 0.99633 | -0.073501 | 24.6843
143 | -14.8773 | -6.7869 | 14.8818 | 6.7733 | 0.0044927 | -0.013641 | 0.47379 | 0.47359 | 0.47379 | 0.99633 | -0.073501 | 0.99665 | -0.071962 | 37.1306
144 | 4.9789 | 2.2963 | -4.9785 | -2.3099 | 0.00043476 | -0.013649 | 0.15886 | 0.15903 | 0.15903 | 0.99633 | -0.073501 | 0.99624 | -0.073915 | 12.4632
145 | -0.094751 | -0.04589 | 0.094752 | 0.044318 | 8.1916e-07 | -0.001572 | 0.0030508 | 0.0030312 | 0.0030508 | 0.99618 | -0.073509 | 0.99618 | -0.073581 | 1.3867
146 | -0.094752 | -0.044318 | 0.094758 | 0.032135 | 6.0177e-06 | -0.012183 | 0.0030312 | 0.0028993 | 0.0030312 | 0.99618 | -0.073581 | 0.99624 | -0.073915 | 1.3778
147 | 0.4133 | 0.20003 | -0.4133 | -0.20017 | 1.451e-06 | -0.00014505 | 0.013305 | 0.013307 | 0.013307 | 0.99624 | -0.073915 | 0.99624 | -0.073885 | 6.0485
148 | 4.4704 | 2.0778 | -4.4675 | -2.0858 | 0.0029475 | -0.0080251 | 0.14284 | 0.14297 | 0.14297 | 0.99624 | -0.073915 | 0.99552 | -0.082016 | 39.4941
149 | 4.067 | 1.8919 | -4.0655 | -1.897 | 0.0015088 | -0.0051754 | 0.13007 | 0.13014 | 0.13014 | 0.99552 | -0.082016 | 0.99512 | -0.086572 | 35.9516
150 | 0.40045 | 0.19394 | -0.40045 | -0.19395 | 1.0446e-06 | -3.5129e-06 | 0.012902 | 0.012902 | 0.012902 | 0.99552 | -0.082016 | 0.99552 | -0.082033 | 6.1439
151 | 0.48573 | 0.23445 | -0.48572 | -0.23508 | 8.7699e-06 | -0.00063153 | 0.015646 | 0.015654 | 0.015654 | 0.99512 | -0.086572 | 0.9951 | -0.086416 | 7.1155
152 | 3.5798 | 1.6626 | -3.5769 | -1.6609 | 0.0029282 | 0.0016861 | 0.1145 | 0.1145 | 0.1145 | 0.99512 | -0.086572 | 0.99425 | -0.092819 | 54.5248
153 | 0.40718 | 0.19704 | -0.40714 | -0.19716 | 3.5086e-05 | -0.00011318 | 0.013122 | 0.013124 | 0.013124 | 0.9951 | -0.086416 | 0.99501 | -0.086985 | 6.2496
154 | -14.8818 | -6.7733 | 14.8838 | 6.7783 | 0.0019234 | 0.0050402 | 0.47359 | 0.47359 | 0.47359 | 0.99665 | -0.071962 | 0.99689 | -0.058261 | 36.7126
155 | 0.40714 | 0.19716 | -0.40713 | -0.19718 | 8.7654e-06 | -2.8266e-05 | 0.013124 | 0.013125 | 0.013125 | 0.99501 | -0.086985 | 0.99499 | -0.087127 | 6.2498
156 | 15.5599 | 7.093 | -15.5583 | -7.0973 | 0.0016039 | -0.0043882 | 0.49506 | 0.49512 | 0.49512 | 0.99715 | -0.056972 | 0.99704 | -0.057496 | 38.8024
157 | 15.5583 | 7.0973 | -15.556 | -7.1038 | 0.0023528 | -0.0064326 | 0.49512 | 0.49521 | 0.49521 | 0.99704 | -0.057496 | 0.99689 | -0.058261 | 38.8097
158 | 0.29248 | 0.14155 | -0.29248 | -0.14165 | 5.3759e-07 | -0.00010775 | 0.0094092 | 0.0094106 | 0.0094106 | 0.99689 | -0.058261 | 0.99688 | -0.058245 | 4.2775
159 | 0.27478 | 0.13238 | -0.27478 | -0.13308 | 3.1746e-06 | -0.00070544 | 0.0088825 | 0.0088914 | 0.0088914 | 0.99126 | -0.080696 | 0.99125 | -0.080596 | 4.0415
160 | 0.1242 | 0.059545 | -0.1242 | -0.060151 | 5.5647e-07 | -0.00060563 | 0.0040125 | 0.0040202 | 0.0040202 | 0.9909 | -0.05251 | 0.9909 | -0.052472 | 1.8274
161 | 0.073799 | 0.03476 | -0.073799 | -0.035742 | 3.1839e-07 | -0.0009822 | 0.0023781 | 0.0023904 | 0.0023904 | 0.99025 | -0.05276 | 0.99025 | -0.052723 | 1.0865
162 | 0.14147 | 0.067814 | -0.14147 | -0.068518 | 8.3895e-07 | -0.00070416 | 0.0045697 | 0.0045786 | 0.0045786 | 0.99108 | -0.057771 | 0.99108 | -0.05772 | 2.0812
163 | -0.17428 | -0.084407 | 0.17428 | 0.083681 | 1.2703e-06 | -0.00072666 | 0.0055923 | 0.0055832 | 0.0055923 | 0.99959 | 0.0035562 | 0.9996 | 0.0034933 | 2.542
164 | -0.17428 | -0.083681 | 0.17428 | 0.08248 | 2.0905e-06 | -0.0012011 | 0.0055832 | 0.0055682 | 0.0055832 | 0.9996 | 0.0034933 | 0.99961 | 0.0033924 | 2.5378

## res_trafo
| p_hv_mw | q_hv_mvar | p_lv_mw | q_lv_mvar | pl_mw | ql_mvar | i_hv_ka | i_lv_ka | vm_hv_pu | va_hv_degree | vm_lv_pu | va_lv_degree | loading_percent
0 | 2.6518e-14 | 1.7507e-14 | 0.013999 | 0.0105 | 0.013999 | 0.0105 | 1.6678e-16 | 0.00050517 | 0.99997 | 149.9981 | 1 | 0 | 0.069998

## res_ext_grid
| p_mw | q_mvar
0 | 17.8838 | 8.1244

## res_load
| p_mw | q_mvar
0 | 0.37175 | 0.18005
1 | 0.17334 | 0.083953
2 | 0.48549 | 0.23513
3 | 0.26371 | 0.12772
4 | 0.11907 | 0.05767
5 | 0.13419 | 0.06499
6 | 0.091514 | 0.044322
7 | 0.38585 | 0.18688
8 | 0.07028 | 0.034038
9 | 0.359 | 0.17387
10 | 0.11341 | 0.054926
11 | 0.077474 | 0.037522
12 | 0.072609 | 0.035166
13 | 0.24252 | 0.11746
14 | 0.45149 | 0.21867
15 | 0.068425 | 0.03314
16 | 0.18415 | 0.08919
17 | 0.069871 | 0.03384
18 | 0.077689 | 0.037626
19 | 0.10822 | 0.052415
20 | 0.091669 | 0.044397
21 | 0.27855 | 0.13491
22 | 0.3277 | 0.15871
23 | 0.31122 | 0.15073
24 | 0.26696 | 0.12929
25 | 0.31703 | 0.15354
26 | 0.073459 | 0.035578
27 | 0.17345 | 0.084006
28 | 0.085366 | 0.041345
29 | 0.24996 | 0.12106
30 | 0.12866 | 0.062314
31 | 0.38518 | 0.18655
32 | 0.27971 | 0.13547
33 | 0.2983 | 0.14447
34 | 0.073867 | 0.035776
35 | 0.32658 | 0.15817
36 | 0.26646 | 0.12905
37 | 0.3374 | 0.16341
38 | 0.36841 | 0.17843
39 | 0.095097 | 0.046057
40 | 0.21384 | 0.10357
41 | 0.085738 | 0.041525
42 | 0.22439 | 0.10868
43 | 0.39333 | 0.1905
44 | 0.19936 | 0.096557
45 | 0.45697 | 0.22132
46 | 0.29917 | 0.14489
47 | 0.18044 | 0.08739
48 | 0.137 | 0.066353
49 | 0.075996 | 0.036806
50 | 0.091638 | 0.044383
51 | 0.13031 | 0.063113
52 | 0.32137 | 0.15565
53 | 0.15032 | 0.072802
54 | 0.1256 | 0.060829
55 | 0.11779 | 0.057048
56 | 0.070543 | 0.034165
57 | 0.2708 | 0.13115
58 | 0.088209 | 0.042722
59 | 0.088132 | 0.042684
60 | 0.078709 | 0.038121
61 | 0.075815 | 0.036719
62 | 2.0955 | 1.0149
63 | 0.071518 | 0.034638
64 | 0.094751 | 0.04589
65 | 0.4133 | 0.20017
66 | 0.40045 | 0.19395
67 | 0.078543 | 0.03804
68 | 0.22059 | 0.10683
69 | 0.37973 | 0.18391
70 | 0.29248 | 0.14165
71 | 0.27478 | 0.13308
72 | 0.1242 | 0.060151
73 | 0.073799 | 0.035742
74 | 0.14147 | 0.068518
75 | 0.17428 | 0.084407
76 | 0.40713 | 0.19718

## dtypes
| element | column | dtype
0 | bus | name | object
1 | bus | vn_kv | float64
2 | bus | type | object
3 | bus | zone | object
4 | bus | in_service | bool
5 | load | name | object
6 | load | bus | uint32
7 | load | p_mw | float64
8 | load | q_mvar | float64
9 | load | const_z_percent | float64
10 | load | const_i_percent | float64
11 | load | sn_mva | float64
12 | load | scaling | float64
13 | load | in_service | bool
14 | load | type | object
15 | ext_grid | name | object
16 | ext_grid | bus | uint32
17 | ext_grid | vm_pu | float64
18 | ext_grid | va_degree | float64
19 | ext_grid | slack_weight | float64
20 | ext_grid | in_service | bool
21 | line | name | object
22 | line | std_type | object
23 | line | from_bus | uint32
24 | line | to_bus | uint32
25 | line | length_km | float64
26 | line | r_ohm_per_km | float64
27 | line | x_ohm_per_km | float64
28 | line | c_nf_per_km | float64
29 | line | g_us_per_km | float64
30 | line | max_i_ka | float64
31 | line | df | float64
32 | line | parallel | uint32
33 | line | type | object
34 | line | in_service | bool
35 | trafo | name | object
36 | trafo | std_type | object
37 | trafo | hv_bus | uint32
38 | trafo | lv_bus | uint32
39 | trafo | sn_mva | float64
40 | trafo | vn_hv_kv | float64
41 | trafo | vn_lv_kv | float64
42 | trafo | vk_percent | float64
43 | trafo | vkr_percent | float64
44 | trafo | pfe_kw | float64
45 | trafo | i0_percent | float64
46 | trafo | shift_degree | float64
47 | trafo | tap_side | object
48 | trafo | tap_neutral | int32
49 | trafo | tap_min | int32
50 | trafo | tap_max | int32
51 | trafo | tap_step_percent | float64
52 | trafo | tap_step_degree | float64
53 | trafo | tap_pos | int32
54 | trafo | tap_phase_shifter | bool
55 | trafo | parallel | uint32
56 | trafo | df | float64
57 | trafo | in_service | bool
58 | bus_geodata | x | float64
59 | bus_geodata | y | float64
60 | bus_geodata | coords | object
61 | res_bus | vm_pu | float64
62 | res_bus | va_degree | float64
63 | res_bus | p_mw | float64
64 | res_bus | q_mvar | float64
65 | res_line | p_from_mw | float64
66 | res_line | q_from_mvar | float64
67 | res_line | p_to_mw | float64
68 | res_line | q_to_mvar | float64
69 | res_line | pl_mw | float64
70 | res_line | ql_mvar | float64
71 | res_line | i_from_ka | float64
72 | res_line | i_to_ka | float64
73 | res_line | i_ka | float64
74 | res_line | vm_from_pu | float64
75 | res_line | va_from_degree | float64
76 | res_line | vm_to_pu | float64
77 | res_line | va_to_degree | float64
78 | res_line | loading_percent | float64
79 | res_trafo | p_hv_mw | float64
80 | res_trafo | q_hv_mvar | float64
81 | res_trafo | p_lv_mw | float64
82 | res_trafo | q_lv_mvar | float64
83 | res_trafo | pl_mw | float64
84 | res_trafo | ql_mvar | float64
85 | res_trafo | i_hv_ka | float64
86 | res_trafo | i_lv_ka | float64
87 | res_trafo | vm_hv_pu | float64
88 | res_trafo | va_hv_degree | float64
89 | res_trafo | vm_lv_pu | float64
90 | res_trafo | va_lv_degree | float64
91 | res_trafo | loading_percent | float64
92 | res_ext_grid | p_mw | float64
93 | res_ext_grid | q_mvar | float64
94 | res_load | p_mw | float64
95 | res_load | q_mvar | float64

## parameters
| version | format_version | converged | OPF_converged | name | f_hz | sn_mva
0 | 2.14.6 | 2.14.0 | TRUE | FALSE |  | 50 | 1