## bus
| name | vn_kv | type | zone | in_service
0 | bus_MV_60_1_node_166 | 20 | n |  | TRUE
1 | bus_MV_60_1_node_144 | 20 | n |  | TRUE
2 | bus_MV_60_1_node_6 | 20 | n |  | TRUE
3 | bus_MV_60_1_node_7 | 20 | n |  | TRUE
4 | bus_MV_60_1_node_8 | 20 | n |  | TRUE
5 | bus_MV_60_1_node_25 | 20 | n |  | TRUE
6 | bus_MV_60_1_node_28 | 20 | n |  | TRUE
7 | bus_MV_60_1_node_29 | 20 | n |  | TRUE
8 | bus_MV_60_1_node_31 | 20 | n |  | TRUE
9 | bus_MV_60_1_node_24 | 20 | n |  | TRUE
10 | bus_MV_60_1_node_21 | 20 | n |  | TRUE
11 | bus_MV_60_1_node_23 | 20 | n |  | TRUE
12 | bus_MV_60_1_node_363 | 20 | n |  | TRUE
13 | bus_MV_60_1_node_22 | 20 | n |  | TRUE
14 | bus_MV_60_1_node_11 | 20 | n |  | TRUE
15 | bus_MV_60_1_node_87 | 20 | n |  | TRUE
16 | bus_MV_60_1_node_10 | 20 | n |  | TRUE
17 | bus_MV_60_1_node_20 | 20 | n |  | TRUE
18 | bus_MV_60_1_node_78 | 20 | n |  | TRUE
19 | bus_MV_60_1_node_9 | 20 | n |  | TRUE
20 | bus_MV_60_1_node_12 | 20 | n |  | TRUE
21 | bus_MV_60_1_node_13 | 20 | n |  | TRUE
22 | bus_MV_60_1_node_14 | 20 | n |  | TRUE
23 | bus_MV_60_1_node_15 | 20 | n |  | TRUE
24 | bus_MV_60_1_node_16 | 20 | n |  | TRUE
25 | bus_MV_60_1_node_19 | 20 | n |  | TRUE
26 | bus_MV_60_1_node_102 | 20 | n |  | TRUE
27 | bus_MV_60_1_node_17 | 20 | n |  | TRUE
28 | bus_MV_60_1_node_18 | 20 | n |  | TRUE
29 | bus_MV_60_1_node_117 | 20 | n |  | TRUE
30 | bus_MV_60_1_node_118 | 20 | n |  | TRUE
31 | bus_MV_60_1_node_119 | 20 | n |  | TRUE
32 | bus_MV_60_1_node_353 | 20 | n |  | TRUE
33 | bus_MV_60_1_node_362 | 20 | n |  | TRUE
34 | bus_MV_60_1_node_79 | 20 | n |  | TRUE
35 | bus_MV_60_1_node_80 | 20 | n |  | TRUE
36 | bus_MV_60_1_node_27 | 20 | n |  | TRUE
37 | bus_MV_60_1_node_318 | 20 | n |  | TRUE
38 | bus_MV_60_1_node_308 | 20 | n |  | TRUE
39 | bus_MV_60_1_node_364 | 20 | n |  | TRUE
40 | bus_MV_60_1_node_30 | 20 | n |  | TRUE
41 | bus_MV_60_1_node_309 | 20 | n |  | TRUE
42 | bus_MV_60_1_node_343 | 20 | n |  | TRUE
43 | bus_MV_60_1_node_32 | 20 | n |  | TRUE
44 | bus_MV_60_1_node_33 | 20 | n |  | TRUE
45 | bus_MV_60_1_node_114 | 20 | n |  | TRUE
46 | bus_MV_60_1_node_35 | 20 | n |  | TRUE
47 | bus_MV_60_1_node_34 | 20 | n |  | TRUE
48 | bus_MV_60_1_node_77 | 20 | n |  | TRUE
49 | bus_MV_60_1_node_86 | 20 | n |  | TRUE
50 | bus_MV_60_1_node_107 | 20 | n |  | TRUE
51 | bus_MV_60_1_node_71 | 20 | n |  | TRUE
52 | bus_MV_60_1_node_72 | 20 | n |  | TRUE
53 | bus_MV_60_1_node_74 | 20 | n |  | TRUE
54 | bus_MV_60_1_node_350 | 20 | n |  | TRUE
55 | bus_MV_60_1_node_73 | 20 | n |  | TRUE
56 | bus_MV_60_1_node_312 | 20 | n |  | TRUE
57 | bus_MV_60_1_node_81 | 20 | n |  | TRUE
58 | bus_MV_60_1_node_82 | 20 | n |  | TRUE
59 | bus_MV_60_1_node_84 | 20 | n |  | TRUE
60 | bus_MV_60_1_node_85 | 20 | n |  | TRUE
61 | bus_MV_60_1_node_316 | 20 | n |  | TRUE
62 | bus_MV_60_1_node_104 | 20 | n |  | TRUE
63 | bus_MV_60_1_node_105 | 20 | n |  | TRUE
64 | bus_MV_60_1_node_356 | 20 | n |  | TRUE
65 | bus_MV_60_1_node_360 | 20 | n |  | TRUE
66 | bus_MV_60_1_node_88 | 20 | n |  | TRUE
67 | bus_MV_60_1_node_90 | 20 | n |  | TRUE
68 | bus_MV_60_1_node_91 | 20 | n |  | TRUE
69 | bus_MV_60_1_node_92 | 20 | n |  | TRUE
70 | bus_MV_60_1_node_89 | 20 | n |  | TRUE
71 | bus_MV_60_1_node_93 | 20 | n |  | TRUE
72 | bus_MV_60_1_node_108 | 20 | n |  | TRUE
73 | bus_MV_60_1_node_95 | 20 | n |  | TRUE
74 | bus_MV_60_1_node_94 | 20 | n |  | TRUE
75 | bus_MV_60_1_node_96 | 20 | n |  | TRUE
76 | bus_MV_60_1_node_111 | 20 | n |  | TRUE
77 | bus_MV_60_1_node_112 | 20 | n |  | TRUE
78 | bus_MV_60_1_node_109 | 20 | n |  | TRUE
79 | bus_MV_60_1_node_99 | 20 | n |  | TRUE
80 | bus_MV_60_1_node_97 | 20 | n |  | TRUE
81 | bus_MV_60_1_node_98 | 20 | n |  | TRUE
82 | bus_MV_60_1_node_100 | 20 | n |  | TRUE
83 | bus_MV_60_1_node_110 | 20 | n |  | TRUE
84 | bus_MV_60_1_node_315 | 20 | n |  | TRUE
85 | bus_MV_60_1_node_101 | 20 | n |  | TRUE
86 | bus_MV_60_1_node_121 | 20 | n |  | TRUE
87 | bus_MV_60_1_node_103 | 20 | n |  | TRUE
88 | bus_MV_60_1_node_106 | 20 | n |  | TRUE
89 | bus_MV_60_1_node_115 | 20 | n |  | TRUE
90 | bus_MV_60_1_node_321 | 20 | n |  | TRUE
91 | bus_MV_60_1_node_120 | 20 | n |  | TRUE
92 | bus_MV_60_1_node_122 | 20 | n |  | TRUE
93 | bus_MV_60_1_node_123 | 20 | n |  | TRUE
94 | bus_MV_60_1_node_317 | 20 | n |  | TRUE
95 | bus_MV_60_1_node_314 | 20 | n |  | TRUE
96 | bus_MV_60_1_node_349 | 20 | n |  | TRUE
97 | bus_MV_60_1_node_310 | 20 | n |  | TRUE
98 | bus_MV_60_1_node_311 | 20 | n |  | TRUE
99 | bus_MV_60_1_node_313 | 20 | n |  | TRUE
100 | bus_MV_60_1_node_354 | 20 | n |  | TRUE
101 | bus_MV_60_1_node_358 | 20 | n |  | TRUE
102 | bus_MV_60_1_node_341 | 20 | n |  | TRUE
103 | bus_MV_60_1_node_342 | 20 | n |  | TRUE
104 | bus_MV_60_1_node_340 | 20 | n |  | TRUE
105 | bus_MV_60_1_node_351 | 20 | n |  | TRUE
106 | bus_MV_60_1_node_352 | 20 | n |  | TRUE
107 | bus_MV_60_1_node_357 | 20 | n |  | TRUE
108 | bus_MV_60_1_node_359 | 20 | n |  | TRUE
109 | bus_MV_60_1_node_319 | 20 | n |  | TRUE
110 | bus_MV_60_1_node_36 | 20 | n |  | TRUE
111 | bus_MV_60_1_node_37 | 20 | n |  | TRUE
112 | bus_MV_60_1_node_38 | 20 | n |  | TRUE
113 | bus_MV_60_1_node_64 | 20 | n |  | TRUE
114 | bus_MV_60_1_node_65 | 20 | n |  | TRUE
115 | bus_MV_60_1_node_69 | 20 | n |  | TRUE
116 | bus_MV_60_1_node_40 | 20 | n |  | TRUE
117 | bus_MV_60_1_node_75 | 20 | n |  | TRUE
118 | bus_MV_60_1_node_39 | 20 | n |  | TRUE
119 | bus_MV_60_1_node_66 | 20 | n |  | TRUE
120 | bus_MV_60_1_node_70 | 20 | n |  | TRUE
121 | bus_MV_60_1_node_50 | 20 | n |  | TRUE
122 | bus_MV_60_1_node_48 | 20 | n |  | TRUE
123 | bus_MV_60_1_node_76 | 20 | n |  | TRUE
124 | bus_MV_60_1_node_41 | 20 | n |  | TRUE
125 | bus_MV_60_1_node_42 | 20 | n |  | TRUE
126 | bus_MV_60_1_node_43 | 20 | n |  | TRUE
127 | bus_MV_60_1_node_44 | 20 | n |  | TRUE
128 | bus_MV_60_1_node_46 | 20 | n |  | TRUE
129 | bus_MV_60_1_node_113 | 20 | n |  | TRUE
130 | bus_MV_60_1_node_68 | 20 | n |  | TRUE
131 | bus_MV_60_1_node_67 | 20 | n |  | TRUE
132 | bus_MV_60_1_node_47 | 20 | n |  | TRUE
133 | bus_MV_60_1_node_49 | 20 | n |  | TRUE
134 | bus_MV_60_1_node_51 | 20 | n |  | TRUE
135 | bus_MV_60_1_node_52 | 20 | n |  | TRUE
136 | bus_MV_60_1_node_59 | 20 | n |  | TRUE
137 | bus_MV_60_1_node_58 | 20 | n |  | TRUE
138 | bus_MV_60_1_node_54 | 20 | n |  | TRUE
139 | bus_MV_60_1_node_174 | 20 | n |  | TRUE
140 | bus_MV_60_1_node_175 | 20 | n |  | TRUE
141 | bus_MV_60_1_node_55 | 20 | n |  | TRUE
142 | bus_MV_60_1_node_53 | 20 | n |  | TRUE
143 | bus_MV_60_1_node_56 | 20 | n |  | TRUE
144 | bus_MV_60_1_node_57 | 20 | n |  | TRUE
145 | bus_MV_60_1_node_339 | 20 | n |  | TRUE
146 | bus_MV_60_1_node_61 | 20 | n |  | TRUE
147 | bus_MV_60_1_node_60 | 20 | n |  | TRUE
148 | bus_MV_60_1_node_173 | 20 | n |  | TRUE
149 | bus_MV_60_1_node_170 | 20 | n |  | TRUE
150 | bus_MV_60_1_node_62 | 20 | n |  | TRUE
151 | bus_MV_60_1_node_63 | 20 | n |  | TRUE
152 | bus_MV_60_1_node_345 | 20 | n |  | TRUE
153 | bus_MV_60_1_node_320 | 20 | n |  | TRUE
154 | bus_MV_60_1_node_124 | 20 | n |  | TRUE
155 | bus_MV_60_1_node_125 | 20 | n |  | TRUE
156 | bus_MV_60_1_node_126 | 20 | n |  | TRUE
157 | bus_MV_60_1_node_127 | 20 | n |  | TRUE
158 | bus_MV_60_1_node_154 | 20 | n |  | TRUE
159 | bus_MV_60_1_node_151 | 20 | n |  | TRUE
160 | bus_MV_60_1_node_128 | 20 | n |  | TRUE
161 | bus_MV_60_1_node_129 | 20 | n |  | TRUE
162 | bus_MV_60_1_node_130 | 20 | n |  | TRUE
163 | bus_MV_60_1_node_139 | 20 | n |  | TRUE
164 | bus_MV_60_1_node_140 | 20 | n |  | TRUE
165 | bus_MV_60_1_node_141 | 20 | n |  | TRUE
166 | bus_MV_60_1_node_322 | 20 | n |  | TRUE
167 | bus_MV_60_1_node_136 | 20 | n |  | TRUE
168 | bus_MV_60_1_node_131 | 20 | n |  | TRUE
169 | bus_MV_60_1_node_133 | 20 | n |  | TRUE
170 | bus_MV_60_1_node_134 | 20 | n |  | TRUE
171 | bus_MV_60_1_node_132 | 20 | n |  | TRUE
172 | bus_MV_60_1_node_138 | 20 | n |  | TRUE
173 | bus_MV_60_1_node_135 | 20 | n |  | TRUE
174 | bus_MV_60_1_node_155 | 20 | n |  | TRUE
175 | bus_MV_60_1_node_137 | 20 | n |  | TRUE
176 | bus_MV_60_1_node_361 | 20 | n |  | TRUE
177 | bus_MV_60_1_node_146 | 20 | n |  | TRUE
178 | bus_MV_60_1_node_145 | 20 | n |  | TRUE
179 | bus_MV_60_1_node_147 | 20 | n |  | TRUE
180 | bus_MV_60_1_node_142 | 20 | n |  | TRUE
181 | bus_MV_60_1_node_143 | 20 | n |  | TRUE
182 | bus_MV_60_1_node_165 | 20 | n |  | TRUE
183 | bus_MV_60_1_node_355 | 20 | n |  | TRUE
184 | bus_MV_60_1_node_148 | 20 | n |  | TRUE
185 | bus_MV_60_1_node_149 | 20 | n |  | TRUE
186 | bus_MV_60_1_node_157 | 20 | n |  | TRUE
187 | bus_MV_60_1_node_156 | 20 | n |  | TRUE
188 | bus_MV_60_1_node_150 | 20 | n |  | TRUE
189 | bus_MV_60_1_node_167 | 20 | n |  | TRUE
190 | bus_MV_60_1_node_338 | 20 | n |  | TRUE
191 | bus_MV_60_1_node_158 | 20 | n |  | TRUE
192 | bus_MV_60_1_node_159 | 20 | n |  | TRUE
193 | bus_MV_60_1_node_160 | 20 | n |  | TRUE
194 | bus_MV_60_1_node_153 | 20 | n |  | TRUE
195 | bus_MV_60_1_node_152 | 20 | n |  | TRUE
196 | bus_MV_60_1_node_323 | 20 | n |  | TRUE
197 | bus_MV_60_1_node_161 | 20 | n |  | TRUE
198 | bus_MV_60_1_node_324 | 20 | n |  | TRUE
199 | bus_MV_60_1_node_162 | 20 | n |  | TRUE
200 | bus_MV_60_1_node_163 | 20 | n |  | TRUE
201 | bus_MV_60_1_node_164 | 20 | n |  | TRUE
202 | bus_MV_60_1_node_172 | 20 | n |  | TRUE
203 | bus_MV_60_1_node_171 | 20 | n |  | TRUE
204 | bus_MV_60_1_node_168 | 20 | n |  | TRUE
205 | bus_MV_60_1_node_169 | 20 | n |  | TRUE
206 | bus_MV_60_1_node_337 | 20 | n |  | TRUE
207 | bus_HV_60_1_node_42 | 110 | n |  | TRUE

## load
| name | bus | p_mw | q_mvar | const_z_percent | const_i_percent | sn_mva | scaling | in_service | type
0 | MV_60_1_load_166 | 0 | 0.11468 | 0.05554 | 0 | 0 |  | 1 | TRUE | wye
1 | MV_60_1_load_6 | 2 | 0.087664 | 0.042458 | 0 | 0 |  | 1 | TRUE | wye
2 | MV_60_1_load_7 | 3 | 0.12979 | 0.062862 | 0 | 0 |  | 1 | TRUE | wye
3 | MV_60_1_load_24 | 9 | 0.077482 | 0.037526 | 0 | 0 |  | 1 | TRUE | wye
4 | MV_60_1_load_363 | 12 | 0.15118 | 0.073221 | 0 | 0 |  | 1 | TRUE | wye
5 | MV_60_1_load_87 | 15 | 0.13655 | 0.066134 | 0 | 0 |  | 1 | TRUE | wye
6 | MV_60_1_load_20 | 17 | 0.13682 | 0.066265 | 0 | 0 |  | 1 | TRUE | wye
7 | MV_60_1_load_78 | 18 | 0.1491 | 0.07221 | 0 | 0 |  | 1 | TRUE | wye
8 | MV_60_1_load_9 | 19 | 0.14453 | 0.069997 | 0 | 0 |  | 1 | TRUE | wye
9 | MV_60_1_load_12 | 20 | 0.067767 | 0.032821 | 0 | 0 |  | 1 | TRUE | wye
10 | MV_60_1_load_14 | 22 | 0.055352 | 0.026808 | 0 | 0 |  | 1 | TRUE | wye
11 | MV_60_1_load_102 | 26 | 0.097999 | 0.047463 | 0 | 0 |  | 1 | TRUE | wye
12 | MV_60_1_load_18 | 28 | 0.16119 | 0.078068 | 0 | 0 |  | 1 | TRUE | wye
13 | MV_60_1_load_118 | 30 | 0.15099 | 0.073126 | 0 | 0 |  | 1 | TRUE | wye
14 | MV_60_1_load_353 | 32 | 0.15903 | 0.077019 | 0 | 0 |  | 1 | TRUE | wye
15 | MV_60_1_load_362 | 33 | 0.14215 | 0.068845 | 0 | 0 |  | 1 | TRUE | wye
16 | MV_60_1_load_318 | 37 | 0.074554 | 0.036108 | 0 | 0 |  | 1 | TRUE | wye
17 | MV_60_1_load_308 | 38 | 0.11384 | 0.055136 | 0 | 0 |  | 1 | TRUE | wye
18 | MV_60_1_load_364 | 39 | 0.15162 | 0.073431 | 0 | 0 |  | 1 | TRUE | wye
19 | MV_60_1_load_309 | 41 | 0.070448 | 0.03412 | 0 | 0 |  | 1 | TRUE | wye
20 | MV_60_1_load_343 | 42 | 0.16347 | 0.079174 | 0 | 0 |  | 1 | TRUE | wye
21 | MV_60_1_load_32 | 43 | 0.1074 | 0.052015 | 0 | 0 |  | 1 | TRUE | wye
22 | MV_60_1_load_114 | 45 | 0.087359 | 0.04231 | 0 | 0 |  | 1 | TRUE | wye
23 | MV_60_1_load_77 | 48 | 0.094642 | 0.045837 | 0 | 0 |  | 1 | TRUE | wye
24 | MV_60_1_load_107 | 50 | 0.10294 | 0.049858 | 0 | 0 |  | 1 | TRUE | wye
25 | MV_60_1_load_71 | 51 | 0.09811 | 0.047517 | 0 | 0 |  | 1 | TRUE | wye
26 | MV_60_1_load_350 | 54 | 0.10588 | 0.051282 | 0 | 0 |  | 1 | TRUE | wye
27 | MV_60_1_load_312 | 56 | 0.074507 | 0.036085 | 0 | 0 |  | 1 | TRUE | wye
28 | MV_60_1_load_81 | 57 | 0.11749 | 0.056902 | 0 | 0 |  | 1 | TRUE | wye
29 | MV_60_1_load_316 | 61 | 0.10979 | 0.053173 | 0 | 0 |  | 1 | TRUE | wye
30 | MV_60_1_load_105 | 63 | 0.085537 | 0.041427 | 0 | 0 |  | 1 | TRUE | wye
31 | MV_60_1_load_356 | 64 | 0.14432 | 0.069898 | 0 | 0 |  | 1 | TRUE | wye
32 | MV_60_1_load_360 | 65 | 0.06662 | 0.032265 | 0 | 0 |  | 1 | TRUE | wye
33 | MV_60_1_load_88 | 66 | 0.12256 | 0.05936 | 0 | 0 |  | 1 | TRUE | wye
34 | MV_60_1_load_90 | 67 | 0.15249 | 0.073852 | 0 | 0 |  | 1 | TRUE | wye
35 | MV_60_1_load_91 | 68 | 0.078883 | 0.038205 | 0 | 0 |  | 1 | TRUE | wye
36 | MV_60_1_load_89 | 70 | 0.15149 | 0.073369 | 0 | 0 |  | 1 | TRUE | wye
37 | MV_60_1_load_108 | 72 | 0.14833 | 0.071841 | 0 | 0 |  | 1 | TRUE | wye
38 | MV_60_1_load_94 | 74 | 0.161 | 0.077978 | 0 | 0 |  | 1 | TRUE | wye
39 | MV_60_1_load_109 | 78 | 0.065026 | 0.031494 | 0 | 0 |  | 1 | TRUE | wye
40 | MV_60_1_load_98 | 81 | 0.15074 | 0.073006 | 0 | 0 |  | 1 | TRUE | wye
41 | MV_60_1_load_110 | 83 | 0.12002 | 0.058129 | 0 | 0 |  | 1 | TRUE | wye
42 | MV_60_1_load_101 | 85 | 0.10168 | 0.049244 | 0 | 0 |  | 1 | TRUE | wye
43 | MV_60_1_load_103 | 87 | 0.15276 | 0.073984 | 0 | 0 |  | 1 | TRUE | wye
44 | MV_60_1_load_106 | 88 | 0.124 | 0.060056 | 0 | 0 |  | 1 | TRUE | wye
45 | MV_60_1_load_115 | 89 | 0.077431 | 0.037501 | 0 | 0 |  | 1 | TRUE | wye
46 | MV_60_1_load_321 | 90 | 0.13898 | 0.067309 | 0 | 0 |  | 1 | TRUE | wye
47 | MV_60_1_load_120 | 91 | 0.16258 | 0.078741 | 0 | 0 |  | 1 | TRUE | wye
48 | MV_60_1_load_317 | 94 | 0.12324 | 0.059686 | 0 | 0 |  | 1 | TRUE | wye
49 | MV_60_1_load_314 | 95 | 0.079556 | 0.038531 | 0 | 0 |  | 1 | TRUE | wye
50 | MV_60_1_load_349 | 96 | 0.11786 | 0.057083 | 0 | 0 |  | 1 | TRUE | wye
51 | MV_60_1_load_354 | 100 | 0.092258 | 0.044683 | 0 | 0 |  | 1 | TRUE | wye
52 | MV_60_1_load_340 | 104 | 0.16188 | 0.0784 | 0 | 0 |  | 1 | TRUE | wye
53 | MV_60_1_load_352 | 106 | 0.085174 | 0.041251 | 0 | 0 |  | 1 | TRUE | wye
54 | MV_60_1_load_359 | 108 | 0.14169 | 0.068626 | 0 | 0 |  | 1 | TRUE | wye
55 | MV_60_1_load_36 | 110 | 0.14675 | 0.071076 | 0 | 0 |  | 1 | TRUE | wye
56 | MV_60_1_load_64 | 113 | 0.16317 | 0.079029 | 0 | 0 |  | 1 | TRUE | wye
57 | MV_60_1_load_65 | 114 | 0.13817 | 0.066919 | 0 | 0 |  | 1 | TRUE | wye
58 | MV_60_1_load_69 | 115 | 0.078828 | 0.038178 | 0 | 0 |  | 1 | TRUE | wye
59 | MV_60_1_load_75 | 117 | 0.16443 | 0.079636 | 0 | 0 |  | 1 | TRUE | wye
60 | MV_60_1_load_66 | 119 | 0.12006 | 0.058149 | 0 | 0 |  | 1 | TRUE | wye
61 | MV_60_1_load_76 | 123 | 0.085263 | 0.041295 | 0 | 0 |  | 1 | TRUE | wye
62 | MV_60_1_load_41 | 124 | 0.13598 | 0.065859 | 0 | 0 |  | 1 | TRUE | wye
63 | MV_60_1_load_113 | 129 | 0.1535 | 0.074341 | 0 | 0 |  | 1 | TRUE | wye
64 | MV_60_1_load_68 | 130 | 0.12634 | 0.061188 | 0 | 0 |  | 1 | TRUE | wye
65 | MV_60_1_load_67 | 131 | 0.13317 | 0.064499 | 0 | 0 |  | 1 | TRUE | wye
66 | MV_60_1_load_47 | 132 | 0.15279 | 0.073999 | 0 | 0 |  | 1 | TRUE | wye
67 | MV_60_1_load_58 | 137 | 0.05608 | 0.027161 | 0 | 0 |  | 1 | TRUE | wye
68 | MV_60_1_load_54 | 138 | 0.14767 | 0.071522 | 0 | 0 |  | 1 | TRUE | wye
69 | MV_60_1_load_175 | 140 | 0.092874 | 0.044981 | 0 | 0 |  | 1 | TRUE | wye
70 | MV_60_1_load_53 | 142 | 0.099241 | 0.048065 | 0 | 0 |  | 1 | TRUE | wye
71 | MV_60_1_load_339 | 145 | 0.12379 | 0.059953 | 0 | 0 |  | 1 | TRUE | wye
72 | MV_60_1_load_60 | 147 | 0.16275 | 0.078821 | 0 | 0 |  | 1 | TRUE | wye
73 | MV_60_1_load_173 | 148 | 0.072186 | 0.034961 | 0 | 0 |  | 1 | TRUE | wye
74 | MV_60_1_load_345 | 152 | 0.10522 | 0.050962 | 0 | 0 |  | 1 | TRUE | wye
75 | MV_60_1_load_124 | 154 | 0.13628 | 0.066002 | 0 | 0 |  | 1 | TRUE | wye
76 | MV_60_1_load_154 | 158 | 0.1553 | 0.075214 | 0 | 0 |  | 1 | TRUE | wye
77 | MV_60_1_load_151 | 159 | 0.14191 | 0.06873 | 0 | 0 |  | 1 | TRUE | wye
78 | MV_60_1_load_128 | 160 | 0.10793 | 0.052271 | 0 | 0 |  | 1 | TRUE | wye
79 | MV_60_1_load_139 | 163 | 0.11348 | 0.054963 | 0 | 0 |  | 1 | TRUE | wye
80 | MV_60_1_load_322 | 166 | 0.12368 | 0.059902 | 0 | 0 |  | 1 | TRUE | wye
81 | MV_60_1_load_131 | 168 | 0.10636 | 0.051513 | 0 | 0 |  | 1 | TRUE | wye
82 | MV_60_1_load_155 | 174 | 0.12656 | 0.061295 | 0 | 0 |  | 1 | TRUE | wye
83 | MV_60_1_load_361 | 176 | 0.054834 | 0.026557 | 0 | 0 |  | 1 | TRUE | wye
84 | MV_60_1_load_145 | 178 | 0.15506 | 0.075099 | 0 | 0 |  | 1 | TRUE | wye
85 | MV_60_1_load_147 | 179 | 0.15889 | 0.076956 | 0 | 0 |  | 1 | TRUE | wye
86 | MV_60_1_load_165 | 182 | 0.13909 | 0.067364 | 0 | 0 |  | 1 | TRUE | wye
87 | MV_60_1_load_355 | 183 | 0.15484 | 0.074994 | 0 | 0 |  | 1 | TRUE | wye
88 | MV_60_1_load_157 | 186 | 0.082561 | 0.039986 | 0 | 0 |  | 1 | TRUE | wye
89 | MV_60_1_load_156 | 187 | 0.15038 | 0.072831 | 0 | 0 |  | 1 | TRUE | wye
90 | MV_60_1_load_167 | 189 | 0.117 | 0.056666 | 0 | 0 |  | 1 | TRUE | wye
91 | MV_60_1_load_338 | 190 | 0.092209 | 0.044659 | 0 | 0 |  | 1 | TRUE | wye
92 | MV_60_1_load_152 | 195 | 0.14892 | 0.072127 | 0 | 0 |  | 1 | TRUE | wye
93 | MV_60_1_load_323 | 196 | 0.076406 | 0.037005 | 0 | 0 |  | 1 | TRUE | wye
94 | MV_60_1_load_324 | 198 | 0.1172 | 0.056761 | 0 | 0 |  | 1 | TRUE | wye
95 | MV_60_1_load_162 | 199 | 0.12741 | 0.061709 | 0 | 0 |  | 1 | TRUE | wye
96 | MV_60_1_load_171 | 203 | 0.10897 | 0.052778 | 0 | 0 |  | 1 | TRUE | wye
97 | MV_60_1_load_168 | 204 | 0.12356 | 0.059841 | 0 | 0 |  | 1 | TRUE | wye
98 | MV_60_1_load_337 | 206 | 0.14479 | 0.070124 | 0 | 0 |  | 1 | TRUE | wye

## ext_grid
| name | bus | vm_pu | va_degree | slack_weight | in_service
0 |  | 125 | 1 | 0 | 1 | TRUE

## line
| name | std_type | from_bus | to_bus | length_km | r_ohm_per_km | x_ohm_per_km | c_nf_per_km | g_us_per_km | max_i_ka | df | parallel | type | in_service
0 | MV_60_1_line_0 |  | 0 | 1 | 0.008505 | 0.445 | 0.132 | 190 | 0 | 0.22 | 1 | 1 | cs | TRUE
1 | MV_60_1_line_1 |  | 1 | 181 | 0.62895 | 0.445 | 0.132 | 190 | 0 | 0.22 | 1 | 1 | cs | TRUE
2 | MV_60_1_line_2 |  | 2 | 3 | 0.047784 | 0.445 | 0.132 | 190 | 0 | 0.22 | 1 | 1 | cs | TRUE
3 | MV_60_1_line_3 |  | 3 | 4 | 0.015281 | 0.445 | 0.132 | 190 | 0 | 0.22 | 1 | 1 | cs | TRUE
4 | MV_60_1_line_4 |  | 4 | 10 | 0.048947 | 0.445 | 0.132 | 190 | 0 | 0.22 | 1 | 1 | cs | TRUE
5 | MV_60_1_line_5 |  | 5 | 6 | 0.040213 | 0.061 | 0.056 | 608 | 0 | 0.842 | 1 | 1 | cs | TRUE
6 | MV_60_1_line_6 |  | 5 | 7 | 0.33857 | 0.1188 | 0.172 | 20.6 | 0 | 0.82 | 1 | 1 | ol | TRUE
7 | MV_60_1_line_7 |  | 5 | 8 | 0.81166 | 0.5939 | 0.372 | 9.5 | 0 | 0.21 | 1 | 1 | ol | TRUE
8 | MV_60_1_line_8 |  | 5 | 9 | 0.067626 | 0.119 | 0.32 | 11 | 0 | 0.645 | 1 | 1 | ol | TRUE
9 | MV_60_1_line_9 |  | 6 | 38 | 0.010351 | 0.445 | 0.132 | 190 | 0 | 0.22 | 1 | 1 | cs | TRUE
10 | MV_60_1_line_10 |  | 6 | 36 | 0.10869 | 0.061 | 0.056 | 608 | 0 | 0.842 | 1 | 1 | cs | TRUE
11 | MV_60_1_line_11 |  | 7 | 39 | 0.10147 | 0.445 | 0.132 | 190 | 0 | 0.22 | 1 | 1 | cs | TRUE
12 | MV_60_1_line_12 |  | 7 | 40 | 0.2783 | 0.061 | 0.056 | 608 | 0 | 0.842 | 1 | 1 | cs | TRUE
13 | MV_60_1_line_13 |  | 8 | 42 | 0.062898 | 0.5939 | 0.372 | 9.5 | 0 | 0.21 | 1 | 1 | ol | TRUE
14 | MV_60_1_line_14 |  | 10 | 13 | 0.64685 | 0.445 | 0.132 | 190 | 0 | 0.22 | 1 | 1 | cs | TRUE
15 | MV_60_1_line_15 |  | 10 | 17 | 0.07359 | 0.5939 | 0.372 | 9.5 | 0 | 0.21 | 1 | 1 | ol | TRUE
16 | MV_60_1_line_16 |  | 11 | 12 | 0.01169 | 0.445 | 0.132 | 190 | 0 | 0.22 | 1 | 1 | cs | TRUE
17 | MV_60_1_line_17 |  | 11 | 13 | 0.54173 | 0.445 | 0.132 | 190 | 0 | 0.22 | 1 | 1 | cs | TRUE
18 | MV_60_1_line_18 |  | 13 | 18 | 0.3859 | 0.119 | 0.32 | 11 | 0 | 0.645 | 1 | 1 | ol | TRUE
19 | MV_60_1_line_19 |  | 13 | 14 | 0.43002 | 0.445 | 0.132 | 190 | 0 | 0.22 | 1 | 1 | cs | TRUE
20 | MV_60_1_line_20 |  | 14 | 15 | 0.097322 | 0.445 | 0.132 | 190 | 0 | 0.22 | 1 | 1 | cs | TRUE
21 | MV_60_1_line_21 |  | 14 | 16 | 0.32952 | 0.445 | 0.132 | 190 | 0 | 0.22 | 1 | 1 | cs | TRUE
22 | MV_60_1_line_22 |  | 16 | 19 | 0.013408 | 0.445 | 0.132 | 190 | 0 | 0.22 | 1 | 1 | cs | TRUE
23 | MV_60_1_line_23 |  | 18 | 34 | 0.16374 | 0.103 | 0.058 | 500 | 0 | 0.638 | 1 | 1 | cs | TRUE
24 | MV_60_1_line_24 |  | 20 | 21 | 0.036763 | 0.5939 | 0.372 | 9.5 | 0 | 0.21 | 1 | 1 | ol | TRUE
25 | MV_60_1_line_25 |  | 21 | 22 | 0.082868 | 0.161 | 0.117 | 273 | 0 | 0.362 | 1 | 1 | cs | TRUE
26 | MV_60_1_line_26 |  | 21 | 23 | 0.48582 | 0.445 | 0.132 | 190 | 0 | 0.22 | 1 | 1 | cs | TRUE
27 | MV_60_1_line_27 |  | 22 | 24 | 0.004786 | 0.103 | 0.058 | 500 | 0 | 0.638 | 1 | 1 | cs | TRUE
28 | MV_60_1_line_28 |  | 23 | 25 | 0.34128 | 0.445 | 0.132 | 190 | 0 | 0.22 | 1 | 1 | cs | TRUE
29 | MV_60_1_line_29 |  | 23 | 26 | 0.075001 | 0.5939 | 0.372 | 9.5 | 0 | 0.21 | 1 | 1 | ol | TRUE
30 | MV_60_1_line_30 |  | 24 | 27 | 0.28385 | 0.103 | 0.058 | 500 | 0 | 0.638 | 1 | 1 | cs | TRUE
31 | MV_60_1_line_31 |  | 25 | 28 | 0.063023 | 0.5939 | 0.372 | 9.5 | 0 | 0.21 | 1 | 1 | ol | TRUE
32 | MV_60_1_line_32 |  | 27 | 29 | 0.22225 | 0.103 | 0.058 | 500 | 0 | 0.638 | 1 | 1 | cs | TRUE
33 | MV_60_1_line_33 |  | 27 | 30 | 0.10138 | 0.5939 | 0.372 | 9.5 | 0 | 0.21 | 1 | 1 | ol | TRUE
34 | MV_60_1_line_34 |  | 29 | 31 | 0.50785 | 0.445 | 0.132 | 190 | 0 | 0.22 | 1 | 1 | cs | TRUE
35 | MV_60_1_line_35 |  | 29 | 32 | 0.054642 | 0.119 | 0.32 | 11 | 0 | 0.645 | 1 | 1 | ol | TRUE
36 | MV_60_1_line_36 |  | 31 | 33 | 0.063136 | 0.5939 | 0.372 | 9.5 | 0 | 0.21 | 1 | 1 | ol | TRUE
37 | MV_60_1_line_37 |  | 32 | 77 | 0.041807 | 0.103 | 0.058 | 500 | 0 | 0.638 | 1 | 1 | cs | TRUE
38 | MV_60_1_line_38 |  | 34 | 35 | 0.71907 | 0.103 | 0.058 | 500 | 0 | 0.638 | 1 | 1 | cs | TRUE
39 | MV_60_1_line_39 |  | 35 | 45 | 0.13627 | 0.103 | 0.058 | 500 | 0 | 0.638 | 1 | 1 | cs | TRUE
40 | MV_60_1_line_40 |  | 36 | 37 | 0.034454 | 0.061 | 0.056 | 608 | 0 | 0.842 | 1 | 1 | cs | TRUE
41 | MV_60_1_line_41 |  | 37 | 109 | 0.13244 | 0.061 | 0.056 | 608 | 0 | 0.842 | 1 | 1 | cs | TRUE
42 | MV_60_1_line_42 |  | 40 | 41 | 0.055997 | 0.061 | 0.056 | 608 | 0 | 0.842 | 1 | 1 | cs | TRUE
43 | MV_60_1_line_43 |  | 41 | 97 | 0.086267 | 0.061 | 0.056 | 608 | 0 | 0.842 | 1 | 1 | cs | TRUE
44 | MV_60_1_line_44 |  | 42 | 103 | 0.016912 | 0.5939 | 0.372 | 9.5 | 0 | 0.21 | 1 | 1 | ol | TRUE
45 | MV_60_1_line_45 |  | 43 | 44 | 0.094783 | 0.1188 | 0.172 | 20.6 | 0 | 0.82 | 1 | 1 | ol | TRUE
46 | MV_60_1_line_46 |  | 43 | 45 | 0.68137 | 0.1188 | 0.172 | 20.6 | 0 | 0.82 | 1 | 1 | ol | TRUE
47 | MV_60_1_line_47 |  | 44 | 46 | 0.42583 | 0.061 | 0.056 | 608 | 0 | 0.842 | 1 | 1 | cs | TRUE
48 | MV_60_1_line_48 |  | 46 | 49 | 1.2668 | 0.061 | 0.056 | 608 | 0 | 0.842 | 1 | 1 | cs | TRUE
49 | MV_60_1_line_49 |  | 46 | 50 | 0.051756 | 0.445 | 0.132 | 190 | 0 | 0.22 | 1 | 1 | cs | TRUE
50 | MV_60_1_line_50 |  | 46 | 47 | 1.0032 | 0.103 | 0.058 | 500 | 0 | 0.638 | 1 | 1 | cs | TRUE
51 | MV_60_1_line_51 |  | 47 | 48 | 0.27474 | 0.103 | 0.058 | 500 | 0 | 0.638 | 1 | 1 | cs | TRUE
52 | MV_60_1_line_52 |  | 49 | 65 | 0.069614 | 0.445 | 0.132 | 190 | 0 | 0.22 | 1 | 1 | cs | TRUE
53 | MV_60_1_line_53 |  | 49 | 60 | 0.38152 | 0.061 | 0.056 | 608 | 0 | 0.842 | 1 | 1 | cs | TRUE
54 | MV_60_1_line_54 |  | 51 | 52 | 0.034151 | 0.103 | 0.058 | 500 | 0 | 0.638 | 1 | 1 | cs | TRUE
55 | MV_60_1_line_55 |  | 52 | 53 | 0.19938 | 0.061 | 0.056 | 608 | 0 | 0.842 | 1 | 1 | cs | TRUE
56 | MV_60_1_line_56 |  | 52 | 54 | 0.13433 | 0.1188 | 0.172 | 20.6 | 0 | 0.82 | 1 | 1 | ol | TRUE
57 | MV_60_1_line_57 |  | 53 | 55 | 0.50185 | 0.061 | 0.056 | 608 | 0 | 0.842 | 1 | 1 | cs | TRUE
58 | MV_60_1_line_58 |  | 54 | 105 | 0.040018 | 0.061 | 0.056 | 608 | 0 | 0.842 | 1 | 1 | cs | TRUE
59 | MV_60_1_line_59 |  | 55 | 56 | 0.041654 | 0.061 | 0.056 | 608 | 0 | 0.842 | 1 | 1 | cs | TRUE
60 | MV_60_1_line_60 |  | 56 | 98 | 0.026032 | 0.061 | 0.056 | 608 | 0 | 0.842 | 1 | 1 | cs | TRUE
61 | MV_60_1_line_61 |  | 57 | 58 | 0.10426 | 0.5939 | 0.372 | 9.5 | 0 | 0.21 | 1 | 1 | ol | TRUE
62 | MV_60_1_line_62 |  | 58 | 59 | 0.34202 | 0.061 | 0.056 | 608 | 0 | 0.842 | 1 | 1 | cs | TRUE
63 | MV_60_1_line_63 |  | 58 | 60 | 0.18491 | 0.061 | 0.056 | 608 | 0 | 0.842 | 1 | 1 | cs | TRUE
64 | MV_60_1_line_64 |  | 59 | 61 | 0.070047 | 0.061 | 0.056 | 608 | 0 | 0.842 | 1 | 1 | cs | TRUE
65 | MV_60_1_line_65 |  | 60 | 62 | 0.005167 | 0.445 | 0.132 | 190 | 0 | 0.22 | 1 | 1 | cs | TRUE
66 | MV_60_1_line_66 |  | 60 | 63 | 0.044671 | 0.445 | 0.132 | 190 | 0 | 0.22 | 1 | 1 | cs | TRUE
67 | MV_60_1_line_67 |  | 60 | 64 | 0.11323 | 0.5939 | 0.372 | 9.5 | 0 | 0.21 | 1 | 1 | ol | TRUE
68 | MV_60_1_line_68 |  | 61 | 92 | 0.066847 | 0.061 | 0.056 | 608 | 0 | 0.842 | 1 | 1 | cs | TRUE
69 | MV_60_1_line_69 |  | 62 | 88 | 0.046008 | 0.445 | 0.132 | 190 | 0 | 0.22 | 1 | 1 | cs | TRUE
70 | MV_60_1_line_70 |  | 63 | 87 | 0.088649 | 0.5939 | 0.372 | 9.5 | 0 | 0.21 | 1 | 1 | ol | TRUE
71 | MV_60_1_line_71 |  | 66 | 67 | 0.024964 | 0.445 | 0.132 | 190 | 0 | 0.22 | 1 | 1 | cs | TRUE
72 | MV_60_1_line_72 |  | 66 | 68 | 0.026712 | 0.445 | 0.132 | 190 | 0 | 0.22 | 1 | 1 | cs | TRUE
73 | MV_60_1_line_73 |  | 66 | 69 | 0.034656 | 0.445 | 0.132 | 190 | 0 | 0.22 | 1 | 1 | cs | TRUE
74 | MV_60_1_line_74 |  | 69 | 73 | 0.004589 | 0.103 | 0.058 | 500 | 0 | 0.638 | 1 | 1 | cs | TRUE
75 | MV_60_1_line_75 |  | 69 | 72 | 0.043963 | 0.119 | 0.32 | 11 | 0 | 0.645 | 1 | 1 | ol | TRUE
76 | MV_60_1_line_76 |  | 70 | 71 | 0.031205 | 0.103 | 0.058 | 500 | 0 | 0.638 | 1 | 1 | cs | TRUE
77 | MV_60_1_line_77 |  | 70 | 72 | 0.061331 | 0.119 | 0.32 | 11 | 0 | 0.645 | 1 | 1 | ol | TRUE
78 | MV_60_1_line_78 |  | 71 | 74 | 0.019555 | 0.103 | 0.058 | 500 | 0 | 0.638 | 1 | 1 | cs | TRUE
79 | MV_60_1_line_79 |  | 73 | 76 | 0.085041 | 0.445 | 0.132 | 190 | 0 | 0.22 | 1 | 1 | cs | TRUE
80 | MV_60_1_line_80 |  | 73 | 77 | 0.073196 | 0.103 | 0.058 | 500 | 0 | 0.638 | 1 | 1 | cs | TRUE
81 | MV_60_1_line_81 |  | 73 | 78 | 0.01469 | 0.445 | 0.132 | 190 | 0 | 0.22 | 1 | 1 | cs | TRUE
82 | MV_60_1_line_82 |  | 74 | 75 | 0.021835 | 0.103 | 0.058 | 500 | 0 | 0.638 | 1 | 1 | cs | TRUE
83 | MV_60_1_line_83 |  | 75 | 79 | 0.044005 | 0.103 | 0.058 | 500 | 0 | 0.638 | 1 | 1 | cs | TRUE
84 | MV_60_1_line_84 |  | 76 | 90 | 0.021849 | 0.445 | 0.132 | 190 | 0 | 0.22 | 1 | 1 | cs | TRUE
85 | MV_60_1_line_85 |  | 79 | 83 | 0.068527 | 0.445 | 0.132 | 190 | 0 | 0.22 | 1 | 1 | cs | TRUE
86 | MV_60_1_line_86 |  | 79 | 80 | 0.11402 | 0.103 | 0.058 | 500 | 0 | 0.638 | 1 | 1 | cs | TRUE
87 | MV_60_1_line_87 |  | 80 | 81 | 0.032367 | 0.103 | 0.058 | 500 | 0 | 0.638 | 1 | 1 | cs | TRUE
88 | MV_60_1_line_88 |  | 81 | 82 | 0.016493 | 0.103 | 0.058 | 500 | 0 | 0.638 | 1 | 1 | cs | TRUE
89 | MV_60_1_line_89 |  | 82 | 84 | 0.15663 | 0.103 | 0.058 | 500 | 0 | 0.638 | 1 | 1 | cs | TRUE
90 | MV_60_1_line_90 |  | 83 | 89 | 0.07891 | 0.5939 | 0.372 | 9.5 | 0 | 0.21 | 1 | 1 | ol | TRUE
91 | MV_60_1_line_91 |  | 84 | 91 | 0.042646 | 0.5939 | 0.372 | 9.5 | 0 | 0.21 | 1 | 1 | ol | TRUE
92 | MV_60_1_line_92 |  | 84 | 95 | 0.049225 | 0.103 | 0.058 | 500 | 0 | 0.638 | 1 | 1 | cs | TRUE
93 | MV_60_1_line_93 |  | 85 | 86 | 0.060605 | 0.5939 | 0.372 | 9.5 | 0 | 0.21 | 1 | 1 | ol | TRUE
94 | MV_60_1_line_94 |  | 86 | 92 | 0.14148 | 0.445 | 0.132 | 190 | 0 | 0.22 | 1 | 1 | cs | TRUE
95 | MV_60_1_line_95 |  | 86 | 93 | 0.35267 | 0.445 | 0.132 | 190 | 0 | 0.22 | 1 | 1 | cs | TRUE
96 | MV_60_1_line_96 |  | 92 | 94 | 0.10375 | 0.061 | 0.056 | 608 | 0 | 0.842 | 1 | 1 | cs | TRUE
97 | MV_60_1_line_97 |  | 92 | 95 | 0.032108 | 0.103 | 0.058 | 500 | 0 | 0.638 | 1 | 1 | cs | TRUE
98 | MV_60_1_line_98 |  | 93 | 96 | 0.072804 | 0.5939 | 0.372 | 9.5 | 0 | 0.21 | 1 | 1 | ol | TRUE
99 | MV_60_1_line_99 |  | 94 | 101 | 0.27374 | 0.1188 | 0.172 | 20.6 | 0 | 0.82 | 1 | 1 | ol | TRUE
100 | MV_60_1_line_100 |  | 97 | 98 | 0.051833 | 0.061 | 0.056 | 608 | 0 | 0.842 | 1 | 1 | cs | TRUE
101 | MV_60_1_line_101 |  | 98 | 99 | 0.16338 | 0.445 | 0.132 | 190 | 0 | 0.22 | 1 | 1 | cs | TRUE
102 | MV_60_1_line_102 |  | 99 | 100 | 0.039358 | 0.445 | 0.132 | 190 | 0 | 0.22 | 1 | 1 | cs | TRUE
103 | MV_60_1_line_103 |  | 101 | 108 | 0.017389 | 0.445 | 0.132 | 190 | 0 | 0.22 | 1 | 1 | cs | TRUE
104 | MV_60_1_line_104 |  | 101 | 107 | 0.18097 | 0.061 | 0.056 | 608 | 0 | 0.842 | 1 | 1 | cs | TRUE
105 | MV_60_1_line_105 |  | 102 | 103 | 0.069953 | 0.445 | 0.132 | 190 | 0 | 0.22 | 1 | 1 | cs | TRUE
106 | MV_60_1_line_106 |  | 102 | 104 | 0.08964 | 0.445 | 0.132 | 190 | 0 | 0.22 | 1 | 1 | cs | TRUE
107 | MV_60_1_line_107 |  | 105 | 106 | 0.013757 | 0.061 | 0.056 | 608 | 0 | 0.842 | 1 | 1 | cs | TRUE
108 | MV_60_1_line_108 |  | 106 | 107 | 0.090569 | 0.1188 | 0.172 | 20.6 | 0 | 0.82 | 1 | 1 | ol | TRUE
109 | MV_60_1_line_109 |  | 109 | 153 | 0.18154 | 0.061 | 0.056 | 608 | 0 | 0.842 | 1 | 1 | cs | TRUE
110 | MV_60_1_line_110 |  | 110 | 111 | 0.12952 | 0.5939 | 0.372 | 9.5 | 0 | 0.21 | 1 | 1 | ol | TRUE
111 | MV_60_1_line_111 |  | 111 | 112 | 0.18336 | 0.103 | 0.058 | 500 | 0 | 0.638 | 1 | 1 | cs | TRUE
112 | MV_60_1_line_112 |  | 112 | 116 | 0.38189 | 0.103 | 0.058 | 500 | 0 | 0.638 | 1 | 1 | cs | TRUE
113 | MV_60_1_line_113 |  | 112 | 117 | 0.037232 | 0.103 | 0.058 | 500 | 0 | 0.638 | 1 | 1 | cs | TRUE
114 | MV_60_1_line_114 |  | 113 | 114 | 0.19078 | 0.1188 | 0.172 | 20.6 | 0 | 0.82 | 1 | 1 | ol | TRUE
115 | MV_60_1_line_115 |  | 113 | 115 | 0.24239 | 0.1188 | 0.172 | 20.6 | 0 | 0.82 | 1 | 1 | ol | TRUE
116 | MV_60_1_line_116 |  | 114 | 127 | 0.009093 | 0.061 | 0.056 | 608 | 0 | 0.842 | 1 | 1 | cs | TRUE
117 | MV_60_1_line_117 |  | 115 | 116 | 0.14201 | 0.1188 | 0.172 | 20.6 | 0 | 0.82 | 1 | 1 | ol | TRUE
118 | MV_60_1_line_118 |  | 116 | 120 | 0.15411 | 0.103 | 0.058 | 500 | 0 | 0.638 | 1 | 1 | cs | TRUE
119 | MV_60_1_line_119 |  | 116 | 118 | 0.50426 | 0.061 | 0.056 | 608 | 0 | 0.842 | 1 | 1 | cs | TRUE
120 | MV_60_1_line_120 |  | 118 | 119 | 0.11406 | 0.061 | 0.056 | 608 | 0 | 0.842 | 1 | 1 | cs | TRUE
121 | MV_60_1_line_121 |  | 119 | 121 | 0.068555 | 0.1188 | 0.172 | 20.6 | 0 | 0.82 | 1 | 1 | ol | TRUE
122 | MV_60_1_line_122 |  | 120 | 123 | 0.15267 | 0.5939 | 0.372 | 9.5 | 0 | 0.21 | 1 | 1 | ol | TRUE
123 | MV_60_1_line_123 |  | 121 | 122 | 0.12816 | 0.061 | 0.056 | 608 | 0 | 0.842 | 1 | 1 | cs | TRUE
124 | MV_60_1_line_124 |  | 122 | 132 | 0.025438 | 0.061 | 0.056 | 608 | 0 | 0.842 | 1 | 1 | cs | TRUE
125 | MV_60_1_line_125 |  | 124 | 125 | 0.019839 | 0.445 | 0.132 | 190 | 0 | 0.22 | 1 | 1 | cs | TRUE
126 | MV_60_1_line_126 |  | 124 | 126 | 0.070789 | 0.445 | 0.132 | 190 | 0 | 0.22 | 1 | 1 | cs | TRUE
127 | MV_60_1_line_127 |  | 125 | 127 | 0.33447 | 0.061 | 0.056 | 608 | 0 | 0.842 | 1 | 1 | cs | TRUE
128 | MV_60_1_line_128 |  | 126 | 128 | 0.32978 | 0.445 | 0.132 | 190 | 0 | 0.22 | 1 | 1 | cs | TRUE
129 | MV_60_1_line_129 |  | 128 | 129 | 0.061183 | 0.5939 | 0.372 | 9.5 | 0 | 0.21 | 1 | 1 | ol | TRUE
130 | MV_60_1_line_130 |  | 130 | 131 | 0.030938 | 0.119 | 0.32 | 11 | 0 | 0.645 | 1 | 1 | ol | TRUE
131 | MV_60_1_line_131 |  | 131 | 143 | 0.053264 | 0.119 | 0.32 | 11 | 0 | 0.645 | 1 | 1 | ol | TRUE
132 | MV_60_1_line_132 |  | 132 | 133 | 0.055693 | 0.061 | 0.056 | 608 | 0 | 0.842 | 1 | 1 | cs | TRUE
133 | MV_60_1_line_133 |  | 133 | 134 | 0.5036 | 0.061 | 0.056 | 608 | 0 | 0.842 | 1 | 1 | cs | TRUE
134 | MV_60_1_line_134 |  | 133 | 135 | 0.39282 | 0.061 | 0.056 | 608 | 0 | 0.842 | 1 | 1 | cs | TRUE
135 | MV_60_1_line_135 |  | 134 | 136 | 0.56446 | 0.061 | 0.056 | 608 | 0 | 0.842 | 1 | 1 | cs | TRUE
136 | MV_60_1_line_136 |  | 134 | 137 | 0.03568 | 0.103 | 0.058 | 500 | 0 | 0.638 | 1 | 1 | cs | TRUE
137 | MV_60_1_line_137 |  | 135 | 138 | 0.013249 | 0.061 | 0.056 | 608 | 0 | 0.842 | 1 | 1 | cs | TRUE
138 | MV_60_1_line_138 |  | 136 | 139 | 0.034855 | 0.061 | 0.056 | 608 | 0 | 0.842 | 1 | 1 | cs | TRUE
139 | MV_60_1_line_139 |  | 136 | 140 | 0.046377 | 0.445 | 0.132 | 190 | 0 | 0.22 | 1 | 1 | cs | TRUE
140 | MV_60_1_line_140 |  | 138 | 141 | 0.073082 | 0.1188 | 0.172 | 20.6 | 0 | 0.82 | 1 | 1 | ol | TRUE
141 | MV_60_1_line_141 |  | 138 | 142 | 0.055417 | 0.103 | 0.058 | 500 | 0 | 0.638 | 1 | 1 | cs | TRUE
142 | MV_60_1_line_142 |  | 139 | 148 | 0.10767 | 0.061 | 0.056 | 608 | 0 | 0.842 | 1 | 1 | cs | TRUE
143 | MV_60_1_line_143 |  | 139 | 149 | 0.095829 | 0.445 | 0.132 | 190 | 0 | 0.22 | 1 | 1 | cs | TRUE
144 | MV_60_1_line_144 |  | 141 | 143 | 0.13075 | 0.061 | 0.056 | 608 | 0 | 0.842 | 1 | 1 | cs | TRUE
145 | MV_60_1_line_145 |  | 143 | 144 | 0.26693 | 0.061 | 0.056 | 608 | 0 | 0.842 | 1 | 1 | cs | TRUE
146 | MV_60_1_line_146 |  | 144 | 145 | 0.009398 | 0.061 | 0.056 | 608 | 0 | 0.842 | 1 | 1 | cs | TRUE
147 | MV_60_1_line_147 |  | 145 | 146 | 0.11713 | 0.1188 | 0.172 | 20.6 | 0 | 0.82 | 1 | 1 | ol | TRUE
148 | MV_60_1_line_148 |  | 146 | 147 | 0.021713 | 0.061 | 0.056 | 608 | 0 | 0.842 | 1 | 1 | cs | TRUE
149 | MV_60_1_line_149 |  | 147 | 150 | 0.07642 | 0.061 | 0.056 | 608 | 0 | 0.842 | 1 | 1 | cs | TRUE
150 | MV_60_1_line_150 |  | 148 | 156 | 0.074626 | 0.061 | 0.056 | 608 | 0 | 0.842 | 1 | 1 | cs | TRUE
151 | MV_60_1_line_151 |  | 149 | 206 | 0.040179 | 0.5939 | 0.372 | 9.5 | 0 | 0.21 | 1 | 1 | ol | TRUE
152 | MV_60_1_line_152 |  | 149 | 205 | 0.32288 | 0.445 | 0.132 | 190 | 0 | 0.22 | 1 | 1 | cs | TRUE
153 | MV_60_1_line_153 |  | 150 | 151 | 0.092781 | 0.061 | 0.056 | 608 | 0 | 0.842 | 1 | 1 | cs | TRUE
154 | MV_60_1_line_154 |  | 151 | 152 | 0.098542 | 0.061 | 0.056 | 608 | 0 | 0.842 | 1 | 1 | cs | TRUE
155 | MV_60_1_line_155 |  | 152 | 153 | 0.036698 | 0.061 | 0.056 | 608 | 0 | 0.842 | 1 | 1 | cs | TRUE
156 | MV_60_1_line_156 |  | 154 | 155 | 0.050143 | 0.5939 | 0.372 | 9.5 | 0 | 0.21 | 1 | 1 | ol | TRUE
157 | MV_60_1_line_157 |  | 155 | 156 | 0.21154 | 0.061 | 0.056 | 608 | 0 | 0.842 | 1 | 1 | cs | TRUE
158 | MV_60_1_line_158 |  | 155 | 157 | 0.30833 | 0.061 | 0.056 | 608 | 0 | 0.842 | 1 | 1 | cs | TRUE
159 | MV_60_1_line_159 |  | 157 | 158 | 0.18765 | 0.061 | 0.056 | 608 | 0 | 0.842 | 1 | 1 | cs | TRUE
160 | MV_60_1_line_160 |  | 158 | 159 | 1.9652 | 0.1188 | 0.172 | 20.6 | 0 | 0.82 | 1 | 1 | ol | TRUE
161 | MV_60_1_line_161 |  | 159 | 195 | 0.024415 | 0.445 | 0.132 | 190 | 0 | 0.22 | 1 | 1 | cs | TRUE
162 | MV_60_1_line_162 |  | 159 | 194 | 0.046479 | 0.061 | 0.056 | 608 | 0 | 0.842 | 1 | 1 | cs | TRUE
163 | MV_60_1_line_163 |  | 160 | 161 | 0.024665 | 0.445 | 0.132 | 190 | 0 | 0.22 | 1 | 1 | cs | TRUE
164 | MV_60_1_line_164 |  | 161 | 162 | 0.37405 | 0.103 | 0.058 | 500 | 0 | 0.638 | 1 | 1 | cs | TRUE
165 | MV_60_1_line_165 |  | 161 | 163 | 2.6332 | 0.119 | 0.32 | 11 | 0 | 0.645 | 1 | 1 | ol | TRUE
166 | MV_60_1_line_166 |  | 162 | 166 | 0.017184 | 0.103 | 0.058 | 500 | 0 | 0.638 | 1 | 1 | cs | TRUE
167 | MV_60_1_line_167 |  | 163 | 164 | 0.015967 | 0.445 | 0.132 | 190 | 0 | 0.22 | 1 | 1 | cs | TRUE
168 | MV_60_1_line_168 |  | 163 | 165 | 0.023363 | 0.445 | 0.132 | 190 | 0 | 0.22 | 1 | 1 | cs | TRUE
169 | MV_60_1_line_169 |  | 164 | 180 | 0.75532 | 0.445 | 0.132 | 190 | 0 | 0.22 | 1 | 1 | cs | TRUE
170 | MV_60_1_line_170 |  | 165 | 181 | 0.14748 | 0.445 | 0.132 | 190 | 0 | 0.22 | 1 | 1 | cs | TRUE
171 | MV_60_1_line_171 |  | 166 | 167 | 0.083225 | 0.103 | 0.058 | 500 | 0 | 0.638 | 1 | 1 | cs | TRUE
172 | MV_60_1_line_172 |  | 167 | 169 | 0.14051 | 0.103 | 0.058 | 500 | 0 | 0.638 | 1 | 1 | cs | TRUE
173 | MV_60_1_line_173 |  | 168 | 169 | 0.022019 | 0.103 | 0.058 | 500 | 0 | 0.638 | 1 | 1 | cs | TRUE
174 | MV_60_1_line_174 |  | 168 | 170 | 0.10304 | 0.103 | 0.058 | 500 | 0 | 0.638 | 1 | 1 | cs | TRUE
175 | MV_60_1_line_175 |  | 168 | 171 | 0.069773 | 0.5939 | 0.372 | 9.5 | 0 | 0.21 | 1 | 1 | ol | TRUE
176 | MV_60_1_line_176 |  | 170 | 172 | 0.25515 | 0.103 | 0.058 | 500 | 0 | 0.638 | 1 | 1 | cs | TRUE
177 | MV_60_1_line_177 |  | 171 | 173 | 0.095788 | 0.445 | 0.132 | 190 | 0 | 0.22 | 1 | 1 | cs | TRUE
178 | MV_60_1_line_178 |  | 172 | 177 | 0.10392 | 0.103 | 0.058 | 500 | 0 | 0.638 | 1 | 1 | cs | TRUE
179 | MV_60_1_line_179 |  | 172 | 178 | 0.071614 | 0.445 | 0.132 | 190 | 0 | 0.22 | 1 | 1 | cs | TRUE
180 | MV_60_1_line_180 |  | 173 | 174 | 0.1548 | 0.445 | 0.132 | 190 | 0 | 0.22 | 1 | 1 | cs | TRUE
181 | MV_60_1_line_181 |  | 174 | 175 | 0.10748 | 0.5939 | 0.372 | 9.5 | 0 | 0.21 | 1 | 1 | ol | TRUE
182 | MV_60_1_line_182 |  | 175 | 176 | 0.040963 | 0.5939 | 0.372 | 9.5 | 0 | 0.21 | 1 | 1 | ol | TRUE
183 | MV_60_1_line_183 |  | 177 | 179 | 0.096112 | 0.103 | 0.058 | 500 | 0 | 0.638 | 1 | 1 | cs | TRUE
184 | MV_60_1_line_184 |  | 179 | 184 | 0.12435 | 0.1188 | 0.172 | 20.6 | 0 | 0.82 | 1 | 1 | ol | TRUE
185 | MV_60_1_line_185 |  | 180 | 182 | 0.04938 | 0.445 | 0.132 | 190 | 0 | 0.22 | 1 | 1 | cs | TRUE
186 | MV_60_1_line_186 |  | 181 | 183 | 0.047356 | 0.445 | 0.132 | 190 | 0 | 0.22 | 1 | 1 | cs | TRUE
187 | MV_60_1_line_187 |  | 184 | 185 | 0.17112 | 0.061 | 0.056 | 608 | 0 | 0.842 | 1 | 1 | cs | TRUE
188 | MV_60_1_line_188 |  | 185 | 186 | 0.015784 | 0.061 | 0.056 | 608 | 0 | 0.842 | 1 | 1 | cs | TRUE
189 | MV_60_1_line_189 |  | 185 | 187 | 0.037535 | 0.445 | 0.132 | 190 | 0 | 0.22 | 1 | 1 | cs | TRUE
190 | MV_60_1_line_190 |  | 186 | 191 | 0.081074 | 0.1188 | 0.172 | 20.6 | 0 | 0.82 | 1 | 1 | ol | TRUE
191 | MV_60_1_line_191 |  | 188 | 189 | 0.18268 | 0.445 | 0.132 | 190 | 0 | 0.22 | 1 | 1 | cs | TRUE
192 | MV_60_1_line_192 |  | 188 | 190 | 0.17775 | 0.5939 | 0.372 | 9.5 | 0 | 0.21 | 1 | 1 | ol | TRUE
193 | MV_60_1_line_193 |  | 190 | 194 | 0.12961 | 0.1188 | 0.172 | 20.6 | 0 | 0.82 | 1 | 1 | ol | TRUE
194 | MV_60_1_line_194 |  | 190 | 193 | 0.031094 | 0.061 | 0.056 | 608 | 0 | 0.842 | 1 | 1 | cs | TRUE
195 | MV_60_1_line_195 |  | 191 | 192 | 0.044669 | 0.445 | 0.132 | 190 | 0 | 0.22 | 1 | 1 | cs | TRUE
196 | MV_60_1_line_196 |  | 191 | 193 | 0.13898 | 0.061 | 0.056 | 608 | 0 | 0.842 | 1 | 1 | cs | TRUE
197 | MV_60_1_line_197 |  | 192 | 196 | 0.039386 | 0.445 | 0.132 | 190 | 0 | 0.22 | 1 | 1 | cs | TRUE
198 | MV_60_1_line_198 |  | 193 | 197 | 0.089491 | 0.445 | 0.132 | 190 | 0 | 0.22 | 1 | 1 | cs | TRUE
199 | MV_60_1_line_199 |  | 197 | 198 | 0.0246 | 0.445 | 0.132 | 190 | 0 | 0.22 | 1 | 1 | cs | TRUE
200 | MV_60_1_line_200 |  | 198 | 202 | 0.029844 | 0.445 | 0.132 | 190 | 0 | 0.22 | 1 | 1 | cs | TRUE
201 | MV_60_1_line_201 |  | 199 | 200 | 0.091204 | 0.445 | 0.132 | 190 | 0 | 0.22 | 1 | 1 | cs | TRUE
202 | MV_60_1_line_202 |  | 200 | 201 | 0.1433 | 0.445 | 0.132 | 190 | 0 | 0.22 | 1 | 1 | cs | TRUE
203 | MV_60_1_line_203 |  | 201 | 202 | 0.045389 | 0.445 | 0.132 | 190 | 0 | 0.22 | 1 | 1 | cs | TRUE
204 | MV_60_1_line_204 |  | 201 | 203 | 0.092496 | 0.445 | 0.132 | 190 | 0 | 0.22 | 1 | 1 | cs | TRUE
205 | MV_60_1_line_205 |  | 204 | 205 | 0.007998 | 0.445 | 0.132 | 190 | 0 | 0.22 | 1 | 1 | cs | TRUE

## trafo
| name | std_type | hv_bus | lv_bus | sn_mva | vn_hv_kv | vn_lv_kv | vk_percent | vkr_percent | pfe_kw | i0_percent | shift_degree | tap_side | tap_neutral | tap_min | tap_max | tap_step_percent | tap_step_degree | tap_pos | tap_phase_shifter | parallel | df | in_service
0 | MV_60_1_trafo_42 | 25 MVA 110/20 kV | 207 | 125 | 25 | 110 | 20 | 12 | 0.41 | 14 | 0.07 | 150 | hv | 0 | -9 | 9 | 1.5 | 0 | 0 | FALSE | 1 | 1 | TRUE

## bus_geodata
| x | y | coords
0 | 2759874.7933 | 1187152.7203
1 | 2759871.7224 | 1187144.7869
2 | 2762028.5394 | 1177079.788
3 | 2761980.75 | 1177076.7061
4 | 2761982.7347 | 1177061.5576
5 | 2761823.3734 | 1178722.5102
6 | 2761822.5884 | 1178739.9708
7 | 2761844.7762 | 1178384.6163
8 | 2761227.1627 | 1178171.7669
9 | 2761884.0575 | 1178692.6661
10 | 2761955.5726 | 1177036.0244
11 | 2761643.8266 | 1176453.6355
12 | 2761641.359 | 1176464.8788
13 | 2761788.1927 | 1176465.2919
14 | 2762066.814 | 1176538.919
15 | 2762164.0796 | 1176532.2411
16 | 2762044.4476 | 1176860.7498
17 | 2761962.6295 | 1176962.7736
18 | 2761838.5125 | 1176082.6841
19 | 2762056.9047 | 1176865.3124
20 | 2762494.4141 | 1177182.4209
21 | 2762505.8003 | 1177147.4655
22 | 2762434.9058 | 1177147.0343
23 | 2762556.9167 | 1177289.5406
24 | 2762431.4473 | 1177143.7156
25 | 2762323.0195 | 1177390.3956
26 | 2762631.7981 | 1177285.2996
27 | 2762233.4377 | 1177078.0456
28 | 2762299.2928 | 1177448.7822
29 | 2762089.9476 | 1177185.583
30 | 2762245.3241 | 1176977.3684
31 | 2762109.3539 | 1177358.1683
32 | 2762053.2923 | 1177226.1058
33 | 2762121.0799 | 1177296.1313
34 | 2761825.3931 | 1175921.2239
35 | 2761411.5164 | 1175350.2621
36 | 2761773.5008 | 1178808.1282
37 | 2761768.8799 | 1178841.9914
38 | 2761830.8366 | 1178734.736
39 | 2761922.4528 | 1178345.1449
40 | 2761900.4223 | 1178172.8784
41 | 2761903.081 | 1178116.9441
42 | 2761179.1452 | 1178131.1414
43 | 2760700.087 | 1175530.6256
44 | 2760695.9735 | 1175625.3192
45 | 2761320.4684 | 1175248.8599
46 | 2760727.9946 | 1175888.3475
47 | 2760059.7103 | 1176090.6372
48 | 2759888.9493 | 1176295.4161
49 | 2760988.6586 | 1176912.8962
50 | 2760745.8367 | 1175840.2285
51 | 2761637.2137 | 1177589.4523
52 | 2761631.7106 | 1177622.8219
53 | 2761781.3121 | 1177579.1274
54 | 2761497.3853 | 1177623.5273
55 | 2761837.3497 | 1178008.1
56 | 2761877.1877 | 1177995.9367
57 | 2761158.3043 | 1177238.0314
58 | 2761235.7952 | 1177168.2864
59 | 2761509.7413 | 1177306.552
60 | 2761144.6736 | 1177063.4922
61 | 2761559.1218 | 1177356.3691
62 | 2761141.7073 | 1177067.7273
63 | 2761102.8131 | 1177049.7895
64 | 2761225.8922 | 1176984.5948
65 | 2760968.809 | 1176929.2889
66 | 2761953.7544 | 1177296.3679
67 | 2761928.9075 | 1177293.3057
68 | 2761955.1143 | 1177269.7067
69 | 2761978.9205 | 1177299.2165
70 | 2761940.6908 | 1177394.5524
71 | 2761933.8027 | 1177424.8965
72 | 2761973.711 | 1177342.8693
73 | 2761979.4642 | 1177294.6605
74 | 2761929.0463 | 1177443.8624
75 | 2761922.5795 | 1177464.717
76 | 2761973.8215 | 1177210.2905
77 | 2762028.4307 | 1177257.5283
78 | 2761994.1435 | 1177295.9135
79 | 2761933.4029 | 1177493.4786
80 | 2761853.5296 | 1177545.3682
81 | 2761824.6281 | 1177531.9325
82 | 2761812.0633 | 1177521.2065
83 | 2761997.4385 | 1177516.3716
84 | 2761689.0696 | 1177426.3193
85 | 2761734.0731 | 1177280.5949
86 | 2761709.4391 | 1177335.9678
87 | 2761043.3311 | 1176984.0582
88 | 2761097.6679 | 1177078.4762
89 | 2762023.4631 | 1177441.8764
90 | 2761951.9313 | 1177209.2987
91 | 2761687.7877 | 1177383.6923
92 | 2761614.7682 | 1177393.2776
93 | 2761715.1462 | 1177054.3887
94 | 2761561.5179 | 1177482.2427
95 | 2761644.3956 | 1177405.6515
96 | 2761784.8745 | 1177033.4503
97 | 2761891.7772 | 1178034.9252
98 | 2761899.561 | 1177983.6908
99 | 2762019.1532 | 1177978.4149
100 | 2761983.5415 | 1177994.6563
101 | 2761292.9498 | 1177535.2178
102 | 2761121.2253 | 1178165.8933
103 | 2761168.6209 | 1178117.9027
104 | 2761093.3748 | 1178251.0968
105 | 2761464.5953 | 1177645.1412
106 | 2761453.3545 | 1177653.1011
107 | 2761364.4754 | 1177670.5138
108 | 2761275.5426 | 1177535.906
109 | 2761788.9628 | 1178971.9653
110 | 2760893.9352 | 1180061.3441
111 | 2760984.2015 | 1180154.2248
112 | 2761037.2703 | 1180305.492
113 | 2761331.3014 | 1179765.9934
114 | 2761355.1262 | 1179576.7034
115 | 2761277.3268 | 1180002.3024
116 | 2761143.3545 | 1179955.2156
117 | 2761021.4312 | 1180337.5225
118 | 2761477.7694 | 1179986.5714
119 | 2761561.8015 | 1180061.7779
120 | 2761073.3611 | 1179830.6829
121 | 2761619.7931 | 1180098.339
122 | 2761738.0079 | 1180064.3632
123 | 2760965.2926 | 1179722.8434
124 | 2761436.503 | 1179338.7535
125 | 2761422.896 | 1179353.222
126 | 2761407.737 | 1179274.3233
127 | 2761351.4672 | 1179568.3755
128 | 2761218.0398 | 1179069.0656
129 | 2761204.0606 | 1179128.6304
130 | 2761750.0721 | 1179809.1443
131 | 2761765.4351 | 1179782.2909
132 | 2761763.4546 | 1180064.8833
133 | 2761811.6453 | 1180038.6384
134 | 2761901.2891 | 1180394.5012
135 | 2761923.0622 | 1179762.7277
136 | 2762134.1471 | 1180675.4822
137 | 2761865.9993 | 1180393.9814
138 | 2761914.2725 | 1179752.7928
139 | 2762121.2896 | 1180707.7627
140 | 2762161.6332 | 1180643.7644
141 | 2761841.4386 | 1179758.8099
142 | 2761924.9557 | 1179699.4459
143 | 2761772.5474 | 1179729.5035
144 | 2761751.7313 | 1179498.7635
145 | 2761749.247 | 1179489.6998
146 | 2761768.838 | 1179374.2166
147 | 2761780.1932 | 1179355.6957
148 | 2762203.1386 | 1180777.6817
149 | 2762059.5985 | 1180781.1702
150 | 2761813.953 | 1179287.4026
151 | 2761838.0426 | 1179199.0313
152 | 2761747.8006 | 1179160.6636
153 | 2761764.5754 | 1179128.0099
154 | 2762317.125 | 1180995.6122
155 | 2762275.1144 | 1181022.9879
156 | 2762264.6888 | 1180814.2345
157 | 2762056.5431 | 1181051.7682
158 | 2762129.2563 | 1181223.8731
159 | 2760930.2422 | 1182780.9405
160 | 2760110.8865 | 1183918.7649
161 | 2760107.2394 | 1183943.1591
162 | 2760208.6787 | 1183959.1617
163 | 2759703.5162 | 1186545.2561
164 | 2759694.1236 | 1186558.1836
165 | 2759712.4785 | 1186566.4801
166 | 2760215.9892 | 1183943.6106
167 | 2760237.9543 | 1183863.9283
168 | 2760311.8602 | 1183738.5959
169 | 2760319.4727 | 1183759.262
170 | 2760405.9206 | 1183695.9645
171 | 2760261.6955 | 1183690.1011
172 | 2760547.6698 | 1183595.5839
173 | 2760195.7976 | 1183648.6033
174 | 2760258.43 | 1183517.3869
175 | 2760365.6399 | 1183509.736
176 | 2760356.8722 | 1183469.7222
177 | 2760597.1212 | 1183505.4192
178 | 2760524.5476 | 1183535.6085
179 | 2760633.4867 | 1183416.7278
180 | 2759593.6584 | 1187018.651
181 | 2759717.9558 | 1186710.5737
182 | 2759625.5859 | 1187055.3002
183 | 2759716.6209 | 1186757.7347
184 | 2760690.4844 | 1183306.2151
185 | 2760734.3371 | 1183142.7376
186 | 2760736.6736 | 1183127.1312
187 | 2760697.3887 | 1183136.2248
188 | 2760956.461 | 1183038.6077
189 | 2760904.9555 | 1183211.7088
190 | 2760825.4175 | 1182918.5191
191 | 2760746.8769 | 1183046.7015
192 | 2760702.5156 | 1183041.4853
193 | 2760798.4207 | 1182934.075
194 | 2760892.2925 | 1182807.495
195 | 2760945.8686 | 1182799.7
196 | 2760700.1271 | 1183004.4225
197 | 2760766.4515 | 1182903.4909
198 | 2760770.3579 | 1182879.2079
199 | 2760593.902 | 1182982.7899
200 | 2760590.1129 | 1182905.8549
201 | 2760696.4421 | 1182864.1016
202 | 2760741.0801 | 1182873.0062
203 | 2760653.6208 | 1182796.2948
204 | 2761916.0122 | 1181007.7889
205 | 2761919.3724 | 1181000.5288
206 | 2762046.7799 | 1180743.0906
207 | 2761422.896 | 1179353.222

## line_std_types
| c_nf_per_km | r_ohm_per_km | x_ohm_per_km | max_i_ka | type | q_mm2 | alpha | voltage_rating
NAYY 4x50 SE | 210 | 0.642 | 0.083 | 0.142 | cs | 50 | 0.00403 | LV
NAYY 4x120 SE | 264 | 0.225 | 0.08 | 0.242 | cs | 120 | 0.00403 | LV
NAYY 4x150 SE | 261 | 0.208 | 0.08 | 0.27 | cs | 150 | 0.00403 | LV
NA2XS2Y 1x95 RM/25 12/20 kV | 216 | 0.313 | 0.132 | 0.252 | cs | 95 | 0.00403 | MV
NA2XS2Y 1x185 RM/25 12/20 kV | 273 | 0.161 | 0.117 | 0.362 | cs | 185 | 0.00403 | MV
NA2XS2Y 1x240 RM/25 12/20 kV | 304 | 0.122 | 0.112 | 0.421 | cs | 240 | 0.00403 | MV
NA2XS2Y 1x95 RM/25 6/10 kV | 315 | 0.313 | 0.123 | 0.249 | cs | 95 | 0.00403 | MV
NA2XS2Y 1x185 RM/25 6/10 kV | 406 | 0.161 | 0.11 | 0.358 | cs | 185 | 0.00403 | MV
NA2XS2Y 1x240 RM/25 6/10 kV | 456 | 0.122 | 0.105 | 0.416 | cs | 240 | 0.00403 | MV
NA2XS2Y 1x150 RM/25 12/20 kV | 250 | 0.206 | 0.116 | 0.319 | cs | 150 | 0.00403 | MV
NA2XS2Y 1x120 RM/25 12/20 kV | 230 | 0.253 | 0.119 | 0.283 | cs | 120 | 0.00403 | MV
NA2XS2Y 1x70 RM/25 12/20 kV | 190 | 0.443 | 0.132 | 0.22 | cs | 70 | 0.00403 | MV
NA2XS2Y 1x150 RM/25 6/10 kV | 360 | 0.206 | 0.11 | 0.315 | cs | 150 | 0.00403 | MV
NA2XS2Y 1x120 RM/25 6/10 kV | 340 | 0.253 | 0.113 | 0.28 | cs | 120 | 0.00403 | MV
NA2XS2Y 1x70 RM/25 6/10 kV | 280 | 0.443 | 0.123 | 0.217 | cs | 70 | 0.00403 | MV
N2XS(FL)2Y 1x120 RM/35 64/110 kV | 112 | 0.153 | 0.166 | 0.366 | cs | 120 | 0.00393 | HV
N2XS(FL)2Y 1x185 RM/35 64/110 kV | 125 | 0.099 | 0.156 | 0.457 | cs | 185 | 0.00393 | HV
N2XS(FL)2Y 1x240 RM/35 64/110 kV | 135 | 0.075 | 0.149 | 0.526 | cs | 240 | 0.00393 | HV
N2XS(FL)2Y 1x300 RM/35 64/110 kV | 144 | 0.06 | 0.144 | 0.588 | cs | 300 | 0.00393 | HV
15-AL1/3-ST1A 0.4 | 11 | 1.8769 | 0.35 | 0.105 | ol | 16 | 0.00403 | LV
24-AL1/4-ST1A 0.4 | 11.25 | 1.2012 | 0.335 | 0.14 | ol | 24 | 0.00403 | LV
48-AL1/8-ST1A 0.4 | 12.2 | 0.5939 | 0.3 | 0.21 | ol | 48 | 0.00403 | LV
94-AL1/15-ST1A 0.4 | 13.2 | 0.306 | 0.29 | 0.35 | ol | 94 | 0.00403 | LV
34-AL1/6-ST1A 10.0 | 9.7 | 0.8342 | 0.36 | 0.17 | ol | 34 | 0.00403 | MV
48-AL1/8-ST1A 10.0 | 10.1 | 0.5939 | 0.35 | 0.21 | ol | 48 | 0.00403 | MV
70-AL1/11-ST1A 10.0 | 10.4 | 0.4132 | 0.339 | 0.29 | ol | 70 | 0.00403 | MV
94-AL1/15-ST1A 10.0 | 10.75 | 0.306 | 0.33 | 0.35 | ol | 94 | 0.00403 | MV
122-AL1/20-ST1A 10.0 | 11.1 | 0.2376 | 0.323 | 0.41 | ol | 122 | 0.00403 | MV
149-AL1/24-ST1A 10.0 | 11.25 | 0.194 | 0.315 | 0.47 | ol | 149 | 0.00403 | MV
34-AL1/6-ST1A 20.0 | 9.15 | 0.8342 | 0.382 | 0.17 | ol | 34 | 0.00403 | MV
48-AL1/8-ST1A 20.0 | 9.5 | 0.5939 | 0.372 | 0.21 | ol | 48 | 0.00403 | MV
70-AL1/11-ST1A 20.0 | 9.7 | 0.4132 | 0.36 | 0.29 | ol | 70 | 0.00403 | MV
94-AL1/15-ST1A 20.0 | 10 | 0.306 | 0.35 | 0.35 | ol | 94 | 0.00403 | MV
122-AL1/20-ST1A 20.0 | 10.3 | 0.2376 | 0.344 | 0.41 | ol | 122 | 0.00403 | MV
149-AL1/24-ST1A 20.0 | 10.5 | 0.194 | 0.337 | 0.47 | ol | 149 | 0.00403 | MV
184-AL1/30-ST1A 20.0 | 10.75 | 0.1571 | 0.33 | 0.535 | ol | 184 | 0.00403 | MV
243-AL1/39-ST1A 20.0 | 11 | 0.1188 | 0.32 | 0.645 | ol | 243 | 0.00403 | MV
48-AL1/8-ST1A 110.0 | 8 | 0.5939 | 0.46 | 0.21 | ol | 48 | 0.00403 | HV
70-AL1/11-ST1A 110.0 | 8.4 | 0.4132 | 0.45 | 0.29 | ol | 70 | 0.00403 | HV
94-AL1/15-ST1A 110.0 | 8.65 | 0.306 | 0.44 | 0.35 | ol | 94 | 0.00403 | HV
122-AL1/20-ST1A 110.0 | 8.5 | 0.2376 | 0.43 | 0.41 | ol | 122 | 0.00403 | HV
149-AL1/24-ST1A 110.0 | 8.75 | 0.194 | 0.41 | 0.47 | ol | 149 | 0.00403 | HV
184-AL1/30-ST1A 110.0 | 8.8 | 0.1571 | 0.4 | 0.535 | ol | 184 | 0.00403 | HV
243-AL1/39-ST1A 110.0 | 9 | 0.1188 | 0.39 | 0.645 | ol | 243 | 0.00403 | HV
305-AL1/39-ST1A 110.0 | 9.2 | 0.0949 | 0.38 | 0.74 | ol | 305 | 0.00403 | HV
490-AL1/64-ST1A 110.0 | 9.75 | 0.059 | 0.37 | 0.96 | ol | 490 | 0.00403 | HV
679-AL1/86-ST1A 110.0 | 9.95 | 0.042 | 0.36 | 1.15 | ol | 679 | 0.00403 | HV
490-AL1/64-ST1A 220.0 | 10 | 0.059 | 0.285 | 0.96 | ol | 490 | 0.00403 | HV
679-AL1/86-ST1A 220.0 | 11.7 | 0.042 | 0.275 | 1.15 | ol | 679 | 0.00403 | HV
490-AL1/64-ST1A 380.0 | 11 | 0.059 | 0.253 | 0.96 | ol | 490 | 0.00403 | HV
679-AL1/86-ST1A 380.0 | 14.6 | 0.042 | 0.25 | 1.15 | ol | 679 | 0.00403 | HV

## trafo_std_types
| i0_percent | pfe_kw | vkr_percent | sn_mva | vn_lv_kv | vn_hv_kv | vk_percent | shift_degree | vector_group | tap_side | tap_neutral | tap_min | tap_max | tap_step_degree | tap_step_percent | tap_phase_shifter
160 MVA 380/110 kV | 0.06 | 60 | 0.25 | 160 | 110 | 380 | 12.2 | 0 | Yy0 | hv | 0 | -9 | 9 | 0 | 1.5 | FALSE
100 MVA 220/110 kV | 0.06 | 55 | 0.26 | 100 | 110 | 220 | 12 | 0 | Yy0 | hv | 0 | -9 | 9 | 0 | 1.5 | FALSE
63 MVA 110/20 kV | 0.04 | 22 | 0.32 | 63 | 20 | 110 | 18 | 150 | YNd5 | hv | 0 | -9 | 9 | 0 | 1.5 | FALSE
40 MVA 110/20 kV | 0.05 | 18 | 0.34 | 40 | 20 | 110 | 16.2 | 150 | YNd5 | hv | 0 | -9 | 9 | 0 | 1.5 | FALSE
25 MVA 110/20 kV | 0.07 | 14 | 0.41 | 25 | 20 | 110 | 12 | 150 | YNd5 | hv | 0 | -9 | 9 | 0 | 1.5 | FALSE
63 MVA 110/10 kV | 0.04 | 22 | 0.32 | 63 | 10 | 110 | 18 | 150 | YNd5 | hv | 0 | -9 | 9 | 0 | 1.5 | FALSE
40 MVA 110/10 kV | 0.05 | 18 | 0.34 | 40 | 10 | 110 | 16.2 | 150 | YNd5 | hv | 0 | -9 | 9 | 0 | 1.5 | FALSE
25 MVA 110/10 kV | 0.07 | 14 | 0.41 | 25 | 10 | 110 | 12 | 150 | YNd5 | hv | 0 | -9 | 9 | 0 | 1.5 | FALSE
0.25 MVA 20/0.4 kV | 0.32 | 0.8 | 1.44 | 0.25 | 0.4 | 20 | 6 | 150 | Yzn5 | hv | 0 | -2 | 2 | 0 | 2.5 | FALSE
0.4 MVA 20/0.4 kV | 0.3375 | 1.35 | 1.425 | 0.4 | 0.4 | 20 | 6 | 150 | Dyn5 | hv | 0 | -2 | 2 | 0 | 2.5 | FALSE
0.63 MVA 20/0.4 kV | 0.2619 | 1.65 | 1.206 | 0.63 | 0.4 | 20 | 6 | 150 | Dyn5 | hv | 0 | -2 | 2 | 0 | 2.5 | FALSE
0.25 MVA 10/0.4 kV | 0.24 | 0.6 | 1.2 | 0.25 | 0.4 | 10 | 4 | 150 | Dyn5 | hv | 0 | -2 | 2 | 0 | 2.5 | FALSE
0.4 MVA 10/0.4 kV | 0.2375 | 0.95 | 1.325 | 0.4 | 0.4 | 10 | 4 | 150 | Dyn5 | hv | 0 | -2 | 2 | 0 | 2.5 | FALSE
0.63 MVA 10/0.4 kV | 0.1873 | 1.18 | 1.0794 | 0.63 | 0.4 | 10 | 4 | 150 | Dyn5 | hv | 0 | -2 | 2 | 0 | 2.5 | FALSE

## trafo3w_std_types
| sn_hv_mva | sn_mv_mva | sn_lv_mva | vn_hv_kv | vn_mv_kv | vn_lv_kv | vk_hv_percent | vk_mv_percent | vk_lv_percent | vkr_hv_percent | vkr_mv_percent | vkr_lv_percent | pfe_kw | i0_percent | shift_mv_degree | shift_lv_degree | vector_group | tap_side | tap_neutral | tap_min | tap_max | tap_step_percent
63/25/38 MVA 110/20/10 kV | 63 | 25 | 38 | 110 | 20 | 10 | 10.4 | 10.4 | 10.4 | 0.28 | 0.32 | 0.35 | 35 | 0.89 | 0 | 0 | YN0yn0yn0 | hv | 0 | -10 | 10 | 1.2
63/25/38 MVA 110/10/10 kV | 63 | 25 | 38 | 110 | 10 | 10 | 10.4 | 10.4 | 10.4 | 0.28 | 0.32 | 0.35 | 35 | 0.89 | 0 | 0 | YN0yn0yn0 | hv | 0 | -10 | 10 | 1.2

## fuse_std_types
| fuse_type | i_rated_a | t_avg | t_min | t_total | x_avg | x_min | x_total
HV 100A | HV 100A | 100 | 0 | [10.0, 3.64, 0.854, 0.281, 0.1, 0.0531, 0.022, 0.01] | [10.0, 4.267, 1.21, 0.403, 0.1, 0.058, 0.022, 0.01] | 0 | [300.0, 350.0, 450.0, 550.0, 700.0, 850.0, 1200.0, 1752.0] | [600.0, 700.0, 900.0, 1150.0, 1665.0, 2000.0, 3000.0, 4313.0]
HV 10A | HV 10A | 10 | 0 | [10.0, 1675.0, 0.344, 0.156, 0.1, 0.0417, 0.0171, 0.01] | [10.0, 1.3, 0.3, 0.155, 0.1, 0.0555, 0.023, 0.01] | 0 | [30.0, 32.0, 35.0, 37.0, 39.0, 50.0, 70.0, 88.0] | [60.0, 70.0, 80.0, 87.0, 94.0, 110.0, 150.0, 216.0]
HV 125A | HV 125A | 125 | 0 | [10.0, 1.82, 0.344, 0.1, 0.0467, 0.0269, 0.01] | [10.0, 2.478, 0.426, 0.1, 0.0427, 0.0211, 0.01] | 0 | [375.0, 500.0, 700.0, 925.0, 1200.0, 1500.0, 2341.0] | [750.0, 1000.0, 1500.0, 2200.0, 3000.0, 4000.0, 5765.0]
HV 160A | HV 160A | 160 | 0 | [10.0, 4.15, 1.03, 0.198, 0.1, 0.051, 0.0172, 0.01] | [10.0, 2.3, 0.734, 0.274, 0.1, 0.046, 0.0177, 0.01] | 0 | [480.0, 550.0, 700.0, 1000.0, 1260.0, 1600.0, 2500.0, 3227.0] | [960.0, 1300.0, 1700.0, 2200.0, 2996.0, 4000.0, 6000.0, 7946.0]
HV 16A | HV 16A | 16 | 0 | [10.0, 0.352, 0.164, 0.1, 0.0649, 0.0342, 0.01] | [10.0, 2.34, 0.722, 0.181, 0.1, 0.055, 0.0296, 0.01] | 0 | [48.0, 60.0, 65.0, 71.0, 80.0, 100.0, 162.0] | [96.0, 110.0, 125.0, 150.0, 168.0, 200.0, 250.0, 398.0]
HV 200A | HV 200A | 200 | 0 | [10.0, 4.267, 1.21, 0.403, 0.1, 0.058, 0.022, 0.01] | [10.0, 3.73, 1.654, 0.328, 0.1, 0.0531, 0.019, 0.01] | 0 | [600.0, 700.0, 900.0, 1150.0, 1665.0, 2000.0, 3000.0, 4313.0] | [1200.0, 1500.0, 1800.0, 2700.0, 3960.0, 5000.0, 7500.0, 10620.0]
HV 20A | HV 20A | 20 | 0 | [10.0, 1.3, 0.3, 0.155, 0.1, 0.0555, 0.023, 0.01] | [10.0, 1.3, 0.161, 0.1, 0.0611, 0.0399, 0.0141, 0.01] | 0 | [60.0, 70.0, 80.0, 87.0, 94.0, 110.0, 150.0, 216.0] | [120.0, 150.0, 200.0, 223.0, 260.0, 300.0, 450.0, 532.0]
HV 25A | HV 25A | 25 | 0 | [10.0, 2.512, 0.833, 0.299, 0.1, 0.0372, 0.0223, 0.01] | [10.0, 3.125, 0.597, 0.198, 0.1, 0.0378, 0.022, 0.01] | 0 | [75.0, 82.0, 90.0, 100.0, 124.0, 170.0, 200.0, 289.0] | [150.0, 170.0, 210.0, 250.0, 294.0, 400.0, 500.0, 711.0]
HV 31.5A | HV 31.5A | 31.5 | 0 | [10.0, 2.34, 0.722, 0.181, 0.1, 0.055, 0.0296, 0.01] | [10.0, 2.84, 0.368, 0.164, 0.1, 0.0621, 0.0378, 0.0195, 0.01] | 0 | [95.0, 110.0, 125.0, 150.0, 165.0, 200.0, 250.0, 390.0] | [189.0, 220.0, 300.0, 350.0, 393.0, 450.0, 530.0, 700.0, 960.0]
HV 40A | HV 40A | 40 | 0 | [10.0, 1.3, 0.161, 0.1, 0.0611, 0.0399, 0.0141, 0.01] | [10.0, 2.05, 0.369, 0.198, 0.1, 0.051, 0.0298, 0.01] | 0 | [120.0, 150.0, 200.0, 223.0, 260.0, 300.0, 450.0, 532.0] | [240.0, 300.0, 400.0, 450.0, 530.0, 650.0, 800.0, 1311.0]
HV 50A | HV 50A | 50 | 0 | [10.0, 3.215, 0.597, 0.198, 0.1, 0.0378, 0.022, 0.01] | [10.0, 3.64, 0.854, 0.281, 0.1, 0.0531, 0.022, 0.01] | 0 | [150.0, 170.0, 210.0, 250.0, 294.0, 400.0, 500.0, 711.0] | [300.0, 350.0, 450.0, 550.0, 700.0, 850.0, 1200.0, 1752.0]
HV 6.3A | HV 6.3A | 6.3 | 0 | [10.0, 1.39, 0.344, 0.168, 0.1, 0.056, 0.0263, 0.01] | [10.0, 1.711, 0.516, 0.198, 0.1, 0.0634, 0.0303, 0.01] | 0 | [19.0, 19.5, 20.4, 20.8, 22.0, 25.0, 32.0, 48.0] | [38.0, 40.0, 43.0, 48.0, 53.0, 60.0, 75.0, 118.0]
HV 63A | HV 63A | 63 | 0 | [10.0, 2.84, 0.368, 0.164, 0.1, 0.0621, 0.0378, 0.0195, 0.01] | [10.0, 1.82, 0.344, 0.1, 0.0467, 0.0269, 0.01] | 0 | [189.0, 220.0, 300.0, 350.0, 393.0, 450.0, 530.0, 700.0, 961.0] | [378.0, 500.0, 700.0, 934.0, 1200.0, 1500.0, 2366.0]
HV 80A | HV 80A | 80 | 0 | [10.0, 2.05, 0.369, 0.198, 0.1, 0.051, 0.0298, 0.01] | [10.0, 4.15, 1.03, 0.198, 0.1, 0.051, 0.0172, 0.01] | 0 | [240.0, 300.0, 400.0, 450.0, 530.0, 650.0, 800.0, 1311.0] | [480.0, 550.0, 700.0, 1000.0, 1260.0, 1600.0, 2500.0, 3227.0]
Siemens NH-1-100 | Siemens NH-1-100 | 100 | [5400.0, 2000.0, 400.0, 20.0, 1.0, 0.2, 0.012, 0.004] | 0 | 0 | [150.0, 190.0, 250.0, 430.0, 900.0, 1250.0, 2700.0, 3600.0] | 0 | 0
Siemens NH-1-125 | Siemens NH-1-125 | 125 | [4800.0, 120.0, 7.0, 0.1, 0.004] | 0 | 0 | [180.0, 400.0, 740.0, 2000.0, 4250.0] | 0 | 0
Siemens NH-1-16 | Siemens NH-1-16 | 16 | [4000.0, 400.0, 2.0, 0.1, 0.04, 0.01] | 0 | 0 | [26.0, 35.0, 75.0, 150.0, 200.0, 300.0] | 0 | 0
Siemens NH-1-160 | Siemens NH-1-160 | 160 | [4800.0, 120.0, 7.0, 0.1, 0.004] | 0 | 0 | [210.0, 500.0, 900.0, 2300.0, 5000.0] | 0 | 0
Siemens NH-1-25 | Siemens NH-1-25 | 25 | [4000.0, 1000.0, 10.0, 0.2, 0.02, 0.01] | 0 | 0 | [40.0, 50.0, 100.0, 210.0, 400.0, 500.0] | 0 | 0
Siemens NH-1-50 | Siemens NH-1-50 | 50 | [4000.0, 40.0, 4.0, 1.0, 0.02, 0.01] | 0 | 0 | [86.0, 200.0, 300.0, 400.0, 1000.0, 1280.0] | 0 | 0
Siemens NH-1-63 | Siemens NH-1-63 | 63 | [4000.0, 100.0, 10.0, 2.0, 0.04, 0.01] | 0 | 0 | [100.0, 200.0, 300.0, 400.0, 1000.0, 1500.0] | 0 | 0
Siemens NH-1-80 | Siemens NH-1-80 | 80 | [4800.0, 120.0, 7.0, 0.1, 0.01] | 0 | 0 | [150.58, 250.0, 450.0, 1150.0, 2470.0] | 0 | 0
Siemens NH-2-1000 | Siemens NH-2-1000 | 1000 | [4800.0, 120.0, 7.0, 0.1, 0.004] | 0 | 0 | [1900.0, 3500.0, 8400.0, 24000.0, 52000.0] | 0 | 0
Siemens NH-2-200 | Siemens NH-2-200 | 200 | [4800.0, 120.0, 7.0, 0.1, 0.004] | 0 | 0 | [280.0, 650.0, 1200.0, 3000.0, 7000.0] | 0 | 0
Siemens NH-2-224 | Siemens NH-2-224 | 224 | [4800.0, 120.0, 7.0, 0.2, 0.04, 0.004] | 0 | 0 | [400.0, 750.0, 1453.0, 3025.0, 4315.0, 7600.0] | 0 | 0
Siemens NH-2-250 | Siemens NH-2-250 | 250 | [4800.0, 120.0, 7.0, 0.1, 0.004] | 0 | 0 | [450.0, 800.0, 1650.0, 4000.0, 8500.0] | 0 | 0
Siemens NH-2-315 | Siemens NH-2-315 | 315 | [4800.0, 120.0, 7.0, 0.1, 0.004] | 0 | 0 | [550.0, 920.0, 1900.0, 5000.0, 11000.0] | 0 | 0
Siemens NH-2-355 | Siemens NH-2-355 | 355 | [4800.0, 120.0, 6.0, 0.1, 0.004] | 0 | 0 | [650.0, 1116.27, 2350.0, 5840.0, 12790.0] | 0 | 0
Siemens NH-2-400 | Siemens NH-2-400 | 400 | [4800.0, 120.0, 7.0, 0.1, 0.004] | 0 | 0 | [720.0, 1350.0, 2800.0, 6500.0, 15000.0] | 0 | 0
Siemens NH-2-425 | Siemens NH-2-425 | 425 | [4800.0, 120.0, 7.0, 0.1, 0.004] | 0 | 0 | [850.0, 1500.0, 3050.0, 7500.0, 16500.0] | 0 | 0
Siemens NH-2-630 | Siemens NH-2-630 | 630 | [4800.0, 120.0, 7.0, 0.1, 0.004] | 0 | 0 | [1200.0, 2000.0, 4800.0, 12000.0, 26000.0] | 0 | 0

## res_bus
| vm_pu | va_degree | p_mw | q_mvar
0 | 0.98855 | -0.38092 | 0.11468 | 0.05554
1 | 0.98855 | -0.38093 | 0 | 0
2 | 0.9853 | -0.44436 | 0.087664 | 0.042458
3 | 0.98531 | -0.44441 | 0.12979 | 0.062862
4 | 0.98531 | -0.44445 | 0 | 0
5 | 0.9911 | -0.2706 | 0 | 0
6 | 0.99115 | -0.26942 | 0 | 0
7 | 0.9902 | -0.30692 | 0 | 0
8 | 0.99058 | -0.27416 | 0 | 0
9 | 0.99109 | -0.27081 | 0.077482 | 0.037526
10 | 0.98532 | -0.44457 | 0 | 0
11 | 0.98551 | -0.44619 | 0 | 0
12 | 0.98551 | -0.44616 | 0.15118 | 0.073221
13 | 0.98562 | -0.44696 | 0 | 0
14 | 0.98546 | -0.4459 | 0 | 0
15 | 0.98545 | -0.44575 | 0.13655 | 0.066134
16 | 0.9854 | -0.44541 | 0 | 0
17 | 0.9853 | -0.4447 | 0.13682 | 0.066265
18 | 0.98581 | -0.43487 | 0.1491 | 0.07221
19 | 0.9854 | -0.44538 | 0.14453 | 0.069997
20 | 0.98668 | -0.40541 | 0.067767 | 0.032821
21 | 0.98668 | -0.40538 | 0 | 0
22 | 0.9867 | -0.40518 | 0.055352 | 0.026808
23 | 0.98652 | -0.40427 | 0 | 0
24 | 0.9867 | -0.40518 | 0 | 0
25 | 0.98645 | -0.40368 | 0 | 0
26 | 0.98651 | -0.40436 | 0.097999 | 0.047463
27 | 0.98673 | -0.40491 | 0 | 0
28 | 0.98643 | -0.40381 | 0.16119 | 0.078068
29 | 0.98677 | -0.40461 | 0 | 0
30 | 0.9867 | -0.4051 | 0.15099 | 0.073126
31 | 0.98668 | -0.40393 | 0 | 0
32 | 0.98679 | -0.40313 | 0.15903 | 0.077019
33 | 0.98666 | -0.40404 | 0.14215 | 0.068845
34 | 0.98586 | -0.43455 | 0 | 0
35 | 0.98608 | -0.43284 | 0 | 0
36 | 0.99129 | -0.26616 | 0 | 0
37 | 0.99133 | -0.26512 | 0.074554 | 0.036108
38 | 0.99115 | -0.2694 | 0.11384 | 0.055136
39 | 0.99018 | -0.30674 | 0.15162 | 0.073431
40 | 0.98988 | -0.31451 | 0 | 0
41 | 0.98981 | -0.31604 | 0.070448 | 0.03412
42 | 0.99054 | -0.27443 | 0.16347 | 0.079174
43 | 0.98644 | -0.41935 | 0.1074 | 0.052015
44 | 0.98649 | -0.41735 | 0 | 0
45 | 0.98612 | -0.43246 | 0.087359 | 0.04231
46 | 0.98659 | -0.41498 | 0 | 0
47 | 0.98657 | -0.41581 | 0 | 0
48 | 0.98656 | -0.41588 | 0.094642 | 0.045837
49 | 0.98692 | -0.40532 | 0 | 0
50 | 0.98658 | -0.41491 | 0.10294 | 0.049858
51 | 0.9888 | -0.33966 | 0.09811 | 0.047517
52 | 0.9888 | -0.33966 | 0 | 0
53 | 0.98902 | -0.33453 | 0 | 0
54 | 0.98847 | -0.35278 | 0.10588 | 0.051282
55 | 0.98958 | -0.32152 | 0 | 0
56 | 0.98962 | -0.32043 | 0.074507 | 0.036085
57 | 0.98706 | -0.40029 | 0.11749 | 0.056902
58 | 0.98709 | -0.40013 | 0 | 0
59 | 0.98722 | -0.39628 | 0 | 0
60 | 0.98702 | -0.4021 | 0 | 0
61 | 0.98725 | -0.39549 | 0.10979 | 0.053173
62 | 0.98702 | -0.40209 | 0 | 0
63 | 0.98701 | -0.40197 | 0.085537 | 0.041427
64 | 0.98699 | -0.4023 | 0.14432 | 0.069898
65 | 0.98691 | -0.40527 | 0.06662 | 0.032265
66 | 0.98681 | -0.40273 | 0.12256 | 0.05936
67 | 0.9868 | -0.40269 | 0.15249 | 0.073852
68 | 0.98681 | -0.40271 | 0.078883 | 0.038205
69 | 0.98683 | -0.40288 | 0 | 0
70 | 0.98693 | -0.39673 | 0.15149 | 0.073369
71 | 0.98694 | -0.39663 | 0 | 0
72 | 0.98686 | -0.40046 | 0.14833 | 0.071841
73 | 0.98682 | -0.40289 | 0 | 0
74 | 0.98695 | -0.39657 | 0.161 | 0.077978
75 | 0.98697 | -0.39649 | 0 | 0
76 | 0.98681 | -0.40276 | 0 | 0
77 | 0.9868 | -0.40304 | 0 | 0
78 | 0.98682 | -0.40288 | 0.065026 | 0.031494
79 | 0.98699 | -0.39634 | 0 | 0
80 | 0.98707 | -0.3959 | 0 | 0
81 | 0.98709 | -0.39578 | 0.15074 | 0.073006
82 | 0.9871 | -0.39571 | 0 | 0
83 | 0.98698 | -0.39618 | 0.12002 | 0.058129
84 | 0.98722 | -0.39506 | 0 | 0
85 | 0.98723 | -0.39448 | 0.10168 | 0.049244
86 | 0.98724 | -0.39441 | 0 | 0
87 | 0.98698 | -0.40214 | 0.15276 | 0.073984
88 | 0.98701 | -0.40202 | 0.124 | 0.060056
89 | 0.98696 | -0.39625 | 0.077431 | 0.037501
90 | 0.9868 | -0.40272 | 0.13898 | 0.067309
91 | 0.9872 | -0.39515 | 0.16258 | 0.078741
92 | 0.98728 | -0.39469 | 0 | 0
93 | 0.98719 | -0.39399 | 0 | 0
94 | 0.98738 | -0.39227 | 0.12324 | 0.059686
95 | 0.98725 | -0.39484 | 0.079556 | 0.038531
96 | 0.98717 | -0.3941 | 0.11786 | 0.057083
97 | 0.98971 | -0.31836 | 0 | 0
98 | 0.98965 | -0.31975 | 0 | 0
99 | 0.98963 | -0.31959 | 0 | 0
100 | 0.98963 | -0.31955 | 0.092258 | 0.044683
101 | 0.98801 | -0.3671 | 0 | 0
102 | 0.99052 | -0.27435 | 0 | 0
103 | 0.99054 | -0.27447 | 0 | 0
104 | 0.99051 | -0.27417 | 0.16188 | 0.0784
105 | 0.98843 | -0.35378 | 0 | 0
106 | 0.98841 | -0.35412 | 0.085174 | 0.041251
107 | 0.9882 | -0.36267 | 0 | 0
108 | 0.98801 | -0.36707 | 0.14169 | 0.068626
109 | 0.99151 | -0.2611 | 0 | 0
110 | 0.99607 | -0.13893 | 0.14675 | 0.071076
111 | 0.99611 | -0.1387 | 0 | 0
112 | 0.99612 | -0.13865 | 0 | 0
113 | 0.99816 | -0.058775 | 0.16317 | 0.079029
114 | 0.99917 | -0.018786 | 0.13817 | 0.066919
115 | 0.99689 | -0.10904 | 0.078828 | 0.038178
116 | 0.99615 | -0.13837 | 0 | 0
117 | 0.99611 | -0.13866 | 0.16443 | 0.079636
118 | 0.99502 | -0.16436 | 0 | 0
119 | 0.99477 | -0.17023 | 0.12006 | 0.058149
120 | 0.99615 | -0.1384 | 0 | 0
121 | 0.99443 | -0.18373 | 0 | 0
122 | 0.99414 | -0.19026 | 0 | 0
123 | 0.99612 | -0.13856 | 0.085263 | 0.041295
124 | 0.99999 | 5.6224e-05 | 0.13598 | 0.065859
125 | 1 | 0 | -11.9742 | -4.5889
126 | 0.99998 | 0.00014656 | 0 | 0
127 | 0.9992 | -0.018289 | 0 | 0
128 | 0.99992 | 0.00066796 | 0 | 0
129 | 0.9999 | 0.00055427 | 0.1535 | 0.074341
130 | 0.99291 | -0.22286 | 0.12634 | 0.061188
131 | 0.99292 | -0.22271 | 0.13317 | 0.064499
132 | 0.99409 | -0.19156 | 0.15279 | 0.073999
133 | 0.99396 | -0.19436 | 0 | 0
134 | 0.99362 | -0.20217 | 0 | 0
135 | 0.99337 | -0.20792 | 0 | 0
136 | 0.99323 | -0.2106 | 0 | 0
137 | 0.99362 | -0.20218 | 0.05608 | 0.027161
138 | 0.99335 | -0.20838 | 0.14767 | 0.071522
139 | 0.99321 | -0.2111 | 0 | 0
140 | 0.99323 | -0.21055 | 0.092874 | 0.044981
141 | 0.99312 | -0.21781 | 0 | 0
142 | 0.99335 | -0.20838 | 0.099241 | 0.048065
143 | 0.99293 | -0.22218 | 0 | 0
144 | 0.99255 | -0.2308 | 0 | 0
145 | 0.99254 | -0.2311 | 0.12379 | 0.059953
146 | 0.99218 | -0.24544 | 0 | 0
147 | 0.99215 | -0.24613 | 0.16275 | 0.078821
148 | 0.99314 | -0.21253 | 0.072186 | 0.034961
149 | 0.99318 | -0.21085 | 0 | 0
150 | 0.99205 | -0.24851 | 0 | 0
151 | 0.99193 | -0.25139 | 0 | 0
152 | 0.99179 | -0.25444 | 0.10522 | 0.050962
153 | 0.99175 | -0.25556 | 0 | 0
154 | 0.99296 | -0.21627 | 0.13628 | 0.066002
155 | 0.99297 | -0.21619 | 0 | 0
156 | 0.9931 | -0.21349 | 0 | 0
157 | 0.9928 | -0.21991 | 0 | 0
158 | 0.99269 | -0.22215 | 0.1553 | 0.075214
159 | 0.99032 | -0.31076 | 0.14191 | 0.06873
160 | 0.98957 | -0.32715 | 0.10793 | 0.052271
161 | 0.98957 | -0.32718 | 0 | 0
162 | 0.98965 | -0.3266 | 0 | 0
163 | 0.9887 | -0.38187 | 0.11348 | 0.054963
164 | 0.9887 | -0.38186 | 0 | 0
165 | 0.9887 | -0.38183 | 0 | 0
166 | 0.98965 | -0.32657 | 0.12368 | 0.059902
167 | 0.98967 | -0.32641 | 0 | 0
168 | 0.98971 | -0.32607 | 0.10636 | 0.051513
169 | 0.9897 | -0.32612 | 0 | 0
170 | 0.98974 | -0.3258 | 0 | 0
171 | 0.98968 | -0.32627 | 0 | 0
172 | 0.98983 | -0.3251 | 0 | 0
173 | 0.98966 | -0.32608 | 0 | 0
174 | 0.98962 | -0.32576 | 0.12656 | 0.061295
175 | 0.98961 | -0.32583 | 0 | 0
176 | 0.98961 | -0.32586 | 0.054834 | 0.026557
177 | 0.98987 | -0.32477 | 0 | 0
178 | 0.98981 | -0.32496 | 0.15506 | 0.075099
179 | 0.9899 | -0.32446 | 0.15889 | 0.076956
180 | 0.98857 | -0.38107 | 0 | 0
181 | 0.98865 | -0.38151 | 0 | 0
182 | 0.98856 | -0.38099 | 0.13909 | 0.067364
183 | 0.98864 | -0.38142 | 0.15484 | 0.074994
184 | 0.98998 | -0.32137 | 0 | 0
185 | 0.99003 | -0.32027 | 0 | 0
186 | 0.99003 | -0.32016 | 0.082561 | 0.039986
187 | 0.99002 | -0.3202 | 0.15038 | 0.072831
188 | 0.99012 | -0.31677 | 0 | 0
189 | 0.99009 | -0.31653 | 0.117 | 0.056666
190 | 0.99016 | -0.31644 | 0.092209 | 0.044659
191 | 0.9901 | -0.31781 | 0 | 0
192 | 0.99009 | -0.31777 | 0 | 0
193 | 0.99014 | -0.31673 | 0 | 0
194 | 0.99029 | -0.31123 | 0 | 0
195 | 0.99031 | -0.31072 | 0.14892 | 0.072127
196 | 0.99009 | -0.31774 | 0.076406 | 0.037005
197 | 0.9901 | -0.31641 | 0 | 0
198 | 0.99009 | -0.31632 | 0.1172 | 0.056761
199 | 0.99003 | -0.31582 | 0.12741 | 0.061709
200 | 0.99005 | -0.31596 | 0 | 0
201 | 0.99007 | -0.31614 | 0 | 0
202 | 0.99008 | -0.31625 | 0 | 0
203 | 0.99006 | -0.31603 | 0.10897 | 0.052778
204 | 0.99312 | -0.21044 | 0.12356 | 0.059841
205 | 0.99313 | -0.21045 | 0 | 0
206 | 0.99317 | -0.21092 | 0.14479 | 0.070124
207 | 0.99997 | 149.9981 | 0 | 0

## res_line
| p_from_mw | q_from_mvar | p_to_mw | q_to_mvar | pl_mw | ql_mvar | i_from_ka | i_to_ka | i_ka | vm_from_pu | va_from_degree | vm_to_pu | va_to_degree | loading_percent
0 | -0.11468 | -0.05554 | 0.11468 | 0.055342 | 1.5707e-07 | -0.0001984 | 0.0037208 | 0.0037183 | 0.0037208 | 0.98855 | -0.38092 | 0.98855 | -0.38093 | 1.6913
1 | -0.11468 | -0.055342 | 0.11469 | 0.040669 | 1.1066e-05 | -0.014673 | 0.0037183 | 0.0035531 | 0.0037183 | 0.98855 | -0.38093 | 0.98865 | -0.38151 | 1.6901
2 | -0.087664 | -0.042458 | 0.087665 | 0.04135 | 5.1696e-07 | -0.0011075 | 0.0028538 | 0.0028398 | 0.0028538 | 0.9853 | -0.44436 | 0.98531 | -0.44441 | 1.2972
3 | -0.21746 | -0.10421 | 0.21746 | 0.10386 | 1.0176e-06 | -0.00035391 | 0.0070649 | 0.0070604 | 0.0070649 | 0.98531 | -0.44441 | 0.98531 | -0.44445 | 3.2113
4 | -0.21746 | -0.10386 | 0.21746 | 0.10272 | 3.2508e-06 | -0.0011336 | 0.0070604 | 0.0070461 | 0.0070604 | 0.98531 | -0.44445 | 0.98532 | -0.44457 | 3.2093
5 | -6.1567 | -2.3342 | 6.157 | 2.3314 | 0.00027062 | -0.0027696 | 0.19178 | 0.19175 | 0.19178 | 0.9911 | -0.2706 | 0.99115 | -0.26942 | 22.7769
6 | 5.7537 | 2.1438 | -5.7499 | -2.1391 | 0.0038597 | 0.004728 | 0.17884 | 0.17885 | 0.17885 | 0.9911 | -0.2706 | 0.9902 | -0.30692 | 21.8112
7 | 0.32553 | 0.1529 | -0.32537 | -0.15375 | 0.00015887 | -0.00085178 | 0.010475 | 0.010487 | 0.010487 | 0.9911 | -0.2706 | 0.99058 | -0.27416 | 4.9939
8 | 0.077482 | 0.037435 | -0.077482 | -0.037526 | 1.5173e-07 | -9.1413e-05 | 0.0025064 | 0.0025076 | 0.0025076 | 0.9911 | -0.2706 | 0.99109 | -0.27081 | 0.38877
9 | 0.11384 | 0.054894 | -0.11384 | -0.055136 | 1.874e-07 | -0.00024274 | 0.003681 | 0.0036841 | 0.0036841 | 0.99115 | -0.26942 | 0.99115 | -0.2694 | 1.6746
10 | -6.2708 | -2.3863 | 6.2716 | 2.3788 | 0.00075924 | -0.007462 | 0.19542 | 0.19533 | 0.19542 | 0.99115 | -0.26942 | 0.99129 | -0.26616 | 23.2087
11 | 0.15162 | 0.071057 | -0.15162 | -0.073431 | 3.2477e-06 | -0.0023745 | 0.0048815 | 0.0049113 | 0.0049113 | 0.9902 | -0.30692 | 0.99018 | -0.30674 | 2.2324
12 | 5.5982 | 2.0681 | -5.5967 | -2.0875 | 0.0015436 | -0.019424 | 0.17399 | 0.1742 | 0.1742 | 0.9902 | -0.30692 | 0.98988 | -0.31451 | 20.6887
13 | 0.32537 | 0.15375 | -0.32536 | -0.15382 | 1.2326e-05 | -6.5956e-05 | 0.010487 | 0.010488 | 0.010488 | 0.99058 | -0.27416 | 0.99054 | -0.27443 | 4.9944
14 | -0.35428 | -0.16891 | 0.3544 | 0.15394 | 0.00011235 | -0.014966 | 0.011499 | 0.011317 | 0.011499 | 0.98532 | -0.44457 | 0.98562 | -0.44696 | 5.2268
15 | 0.13682 | 0.066181 | -0.13682 | -0.066265 | 2.6004e-06 | -8.3662e-05 | 0.0044529 | 0.004454 | 0.004454 | 0.98532 | -0.44457 | 0.9853 | -0.4447 | 2.1209
16 | 0.15118 | 0.07295 | -0.15118 | -0.073221 | 3.7758e-07 | -0.00027097 | 0.004917 | 0.0049205 | 0.0049205 | 0.98551 | -0.44619 | 0.98551 | -0.44616 | 2.2366
17 | -0.15118 | -0.07295 | 0.1512 | 0.060392 | 1.6941e-05 | -0.012559 | 0.004917 | 0.0047686 | 0.004917 | 0.98551 | -0.44619 | 0.98562 | -0.44696 | 2.235
18 | -0.78673 | -0.3303 | 0.78682 | 0.33001 | 8.6021e-05 | -0.00028699 | 0.024991 | 0.024985 | 0.024991 | 0.98562 | -0.44696 | 0.98581 | -0.43487 | 3.8745
19 | 0.28113 | 0.11597 | -0.28109 | -0.12593 | 4.6127e-05 | -0.0099587 | 0.0089071 | 0.0090226 | 0.0090226 | 0.98562 | -0.44696 | 0.98546 | -0.4459 | 4.1012
20 | 0.13655 | 0.063879 | -0.13655 | -0.066134 | 2.55e-06 | -0.0022558 | 0.0044161 | 0.0044445 | 0.0044445 | 0.98546 | -0.4459 | 0.98545 | -0.44575 | 2.0202
21 | 0.14454 | 0.062049 | -0.14453 | -0.069686 | 9.5238e-06 | -0.0076374 | 0.0046076 | 0.0047004 | 0.0047004 | 0.98546 | -0.4459 | 0.9854 | -0.44541 | 2.1365
22 | 0.14453 | 0.069686 | -0.14453 | -0.069997 | 3.9579e-07 | -0.00031074 | 0.0047004 | 0.0047043 | 0.0047043 | 0.9854 | -0.44541 | 0.9854 | -0.44538 | 2.1383
23 | -0.93591 | -0.40222 | 0.93596 | 0.39225 | 4.4848e-05 | -0.0099735 | 0.02983 | 0.029716 | 0.02983 | 0.98581 | -0.43487 | 0.98586 | -0.43455 | 4.6756
24 | -0.067767 | -0.032821 | 0.067768 | 0.032779 | 3.1781e-07 | -4.2527e-05 | 0.002203 | 0.0022024 | 0.002203 | 0.98668 | -0.40541 | 0.98668 | -0.40538 | 1.049
25 | -0.32702 | -0.13895 | 0.32702 | 0.13618 | 4.3122e-06 | -0.0027646 | 0.010395 | 0.010364 | 0.010395 | 0.98668 | -0.40538 | 0.9867 | -0.40518 | 2.8717
26 | 0.25925 | 0.10617 | -0.25921 | -0.11745 | 4.4254e-05 | -0.011278 | 0.0081963 | 0.0083271 | 0.0083271 | 0.98668 | -0.40538 | 0.98652 | -0.40427 | 3.7851
27 | -0.38237 | -0.16299 | 0.38237 | 0.1627 | 2.1866e-07 | -0.00029264 | 0.012161 | 0.012158 | 0.012161 | 0.9867 | -0.40518 | 0.9867 | -0.40518 | 1.9061
28 | 0.16121 | 0.07007 | -0.16119 | -0.077997 | 1.2277e-05 | -0.0079262 | 0.0051435 | 0.0052403 | 0.0052403 | 0.98652 | -0.40427 | 0.98645 | -0.40368 | 2.382
29 | 0.098 | 0.047377 | -0.097999 | -0.047463 | 1.3562e-06 | -8.6289e-05 | 0.0031852 | 0.0031863 | 0.0031863 | 0.98652 | -0.40427 | 0.98651 | -0.40436 | 1.5173
30 | -0.38237 | -0.1627 | 0.38239 | 0.14534 | 1.2758e-05 | -0.017357 | 0.012158 | 0.011968 | 0.012158 | 0.9867 | -0.40518 | 0.98673 | -0.40491 | 1.9056
31 | 0.16119 | 0.077997 | -0.16119 | -0.078068 | 3.0841e-06 | -7.128e-05 | 0.0052403 | 0.0052413 | 0.0052413 | 0.98645 | -0.40368 | 0.98643 | -0.40381 | 2.4958
32 | -0.53338 | -0.21835 | 0.5334 | 0.20477 | 1.9353e-05 | -0.013586 | 0.016861 | 0.016715 | 0.016861 | 0.98673 | -0.40491 | 0.98677 | -0.40461 | 2.6428
33 | 0.15099 | 0.07301 | -0.15099 | -0.073126 | 4.3498e-06 | -0.00011511 | 0.0049066 | 0.0049081 | 0.0049081 | 0.98673 | -0.40491 | 0.9867 | -0.4051 | 2.3372
34 | 0.14216 | 0.056971 | -0.14215 | -0.068773 | 1.402e-05 | -0.011801 | 0.0044804 | 0.0046201 | 0.0046201 | 0.98677 | -0.40461 | 0.98668 | -0.40393 | 2.1
35 | -0.67556 | -0.26174 | 0.67557 | 0.26169 | 8.7625e-06 | -4.9985e-05 | 0.021195 | 0.021194 | 0.021195 | 0.98677 | -0.40461 | 0.98679 | -0.40313 | 3.286
36 | 0.14215 | 0.068773 | -0.14215 | -0.068845 | 2.4016e-06 | -7.1871e-05 | 0.0046201 | 0.004621 | 0.004621 | 0.98668 | -0.40393 | 0.98666 | -0.40404 | 2.2005
37 | -0.83459 | -0.33871 | 0.8346 | 0.33615 | 8.9593e-06 | -0.0025529 | 0.026349 | 0.026321 | 0.026349 | 0.98679 | -0.40313 | 0.9868 | -0.40304 | 4.1299
38 | -0.93596 | -0.39225 | 0.93615 | 0.34844 | 0.00019301 | -0.043813 | 0.029716 | 0.029243 | 0.029716 | 0.98586 | -0.43455 | 0.98608 | -0.43284 | 4.6576
39 | -0.93615 | -0.34844 | 0.93619 | 0.34013 | 3.5903e-05 | -0.0083053 | 0.029243 | 0.029159 | 0.029243 | 0.98608 | -0.43284 | 0.98612 | -0.43246 | 4.5835
40 | -6.2716 | -2.3788 | 6.2718 | 2.3765 | 0.00024054 | -0.0023661 | 0.19533 | 0.19531 | 0.19533 | 0.99129 | -0.26616 | 0.99133 | -0.26512 | 23.1987
41 | -6.3464 | -2.4126 | 6.3473 | 2.4035 | 0.00094687 | -0.0090765 | 0.19771 | 0.19761 | 0.19771 | 0.99133 | -0.26512 | 0.99151 | -0.2611 | 23.4809
42 | 5.5967 | 2.0875 | -5.5964 | -2.0914 | 0.00031104 | -0.0039064 | 0.1742 | 0.17424 | 0.17424 | 0.98988 | -0.31451 | 0.98981 | -0.31604 | 20.6938
43 | 5.5259 | 2.0573 | -5.5255 | -2.0633 | 0.00046705 | -0.0060281 | 0.17197 | 0.17203 | 0.17203 | 0.98981 | -0.31604 | 0.98971 | -0.31836 | 20.4316
44 | 0.16188 | 0.074644 | -0.16188 | -0.074664 | 8.1331e-07 | -1.93e-05 | 0.0051952 | 0.0051954 | 0.0051954 | 0.99054 | -0.27443 | 0.99054 | -0.27447 | 2.474
45 | -1.1312 | -0.4331 | 1.1312 | 0.43292 | 4.2442e-05 | -0.00017732 | 0.035447 | 0.035444 | 0.035447 | 0.98644 | -0.41935 | 0.98649 | -0.41735 | 4.3228
46 | 1.0238 | 0.38109 | -1.0235 | -0.38244 | 0.00024832 | -0.0013563 | 0.031969 | 0.031986 | 0.031986 | 0.98644 | -0.41935 | 0.98612 | -0.43246 | 3.9008
47 | -1.1312 | -0.43292 | 1.1313 | 0.40135 | 9.7002e-05 | -0.031576 | 0.035444 | 0.035124 | 0.035444 | 0.98649 | -0.41735 | 0.98659 | -0.41498 | 4.2095
48 | -1.3289 | -0.41769 | 1.3293 | 0.3238 | 0.00037776 | -0.093892 | 0.040759 | 0.040019 | 0.040759 | 0.98659 | -0.41498 | 0.98692 | -0.40532 | 4.8408
49 | 0.10294 | 0.048656 | -0.10294 | -0.049858 | 7.7042e-07 | -0.0012026 | 0.0033316 | 0.0033468 | 0.0033468 | 0.98659 | -0.41498 | 0.98658 | -0.41491 | 1.5213
50 | 0.094646 | -0.032313 | -0.094643 | -0.029036 | 2.378e-06 | -0.06135 | 0.0029263 | 0.0028967 | 0.0029263 | 0.98659 | -0.41498 | 0.98657 | -0.41581 | 0.45866
51 | 0.094643 | 0.029036 | -0.094642 | -0.045837 | 7.5293e-07 | -0.016801 | 0.0028967 | 0.003077 | 0.003077 | 0.98657 | -0.41581 | 0.98656 | -0.41588 | 0.48229
52 | 0.06662 | 0.030647 | -0.06662 | -0.032265 | 4.3157e-07 | -0.0016188 | 0.002145 | 0.0021652 | 0.0021652 | 0.98692 | -0.40532 | 0.98691 | -0.40527 | 0.98417
53 | -1.3959 | -0.35444 | 1.396 | 0.32616 | 0.00012331 | -0.028281 | 0.042127 | 0.04193 | 0.042127 | 0.98692 | -0.40532 | 0.98702 | -0.4021 | 5.0031
54 | -0.09811 | -0.047517 | 0.098111 | 0.045419 | 1.0599e-07 | -0.0020979 | 0.0031825 | 0.0031563 | 0.0031825 | 0.9888 | -0.33966 | 0.9888 | -0.33966 | 0.49883
55 | -5.3545 | -2.0448 | 5.3555 | 2.0308 | 0.0010207 | -0.01396 | 0.16733 | 0.16718 | 0.16733 | 0.9888 | -0.33966 | 0.98902 | -0.33453 | 19.8732
56 | 5.2564 | 1.9994 | -5.2551 | -1.9978 | 0.0012905 | 0.0015286 | 0.16418 | 0.16419 | 0.16419 | 0.9888 | -0.33966 | 0.98847 | -0.35278 | 20.0229
57 | -5.3555 | -2.0308 | 5.3581 | 1.9956 | 0.0025608 | -0.035176 | 0.16718 | 0.16679 | 0.16718 | 0.98902 | -0.33453 | 0.98958 | -0.32152 | 19.8549
58 | 5.1492 | 1.9465 | -5.149 | -1.9494 | 0.00018931 | -0.0028135 | 0.16077 | 0.1608 | 0.1608 | 0.98847 | -0.35278 | 0.98843 | -0.35378 | 19.0969
59 | -5.3581 | -1.9956 | 5.3583 | 1.9927 | 0.00021202 | -0.002922 | 0.16679 | 0.16676 | 0.16679 | 0.98958 | -0.32152 | 0.98962 | -0.32043 | 19.8091
60 | -5.4328 | -2.0288 | 5.4329 | 2.027 | 0.00013631 | -0.0018228 | 0.16917 | 0.16915 | 0.16917 | 0.98962 | -0.32043 | 0.98965 | -0.31975 | 20.0909
61 | -0.11749 | -0.056902 | 0.11749 | 0.056783 | 2.7064e-06 | -0.00011957 | 0.0038178 | 0.0038163 | 0.0038178 | 0.98706 | -0.40029 | 0.98709 | -0.40013 | 1.818
62 | -2.0203 | -0.61219 | 2.0205 | 0.58695 | 0.00023773 | -0.025246 | 0.061736 | 0.061524 | 0.061736 | 0.98709 | -0.40013 | 0.98722 | -0.39628 | 7.3321
63 | 1.9028 | 0.55541 | -1.9027 | -0.56907 | 0.00011394 | -0.01366 | 0.057969 | 0.058083 | 0.058083 | 0.98709 | -0.40013 | 0.98702 | -0.4021 | 6.8983
64 | -2.0205 | -0.58695 | 2.0206 | 0.58177 | 4.8488e-05 | -0.0051716 | 0.061524 | 0.061482 | 0.061524 | 0.98722 | -0.39628 | 0.98725 | -0.39549 | 7.3069
65 | 0.124 | 0.058866 | -0.124 | -0.058986 | 1.1123e-07 | -0.00012015 | 0.0040146 | 0.0040161 | 0.0040161 | 0.98702 | -0.4021 | 0.98702 | -0.40209 | 1.8255
66 | 0.2383 | 0.11427 | -0.2383 | -0.11531 | 3.5691e-06 | -0.001038 | 0.0077295 | 0.0077427 | 0.0077427 | 0.98702 | -0.4021 | 0.98701 | -0.40197 | 3.5194
67 | 0.14433 | 0.069769 | -0.14432 | -0.069898 | 4.4363e-06 | -0.00012891 | 0.0046885 | 0.0046902 | 0.0046902 | 0.98702 | -0.4021 | 0.98699 | -0.4023 | 2.2334
68 | -2.1304 | -0.63495 | 2.1304 | 0.63002 | 5.1651e-05 | -0.0049307 | 0.065 | 0.064959 | 0.065 | 0.98725 | -0.39549 | 0.98728 | -0.39469 | 7.7197
69 | 0.124 | 0.058986 | -0.124 | -0.060056 | 9.94e-07 | -0.0010699 | 0.0040161 | 0.0040297 | 0.0040297 | 0.98702 | -0.40209 | 0.98701 | -0.40202 | 1.8317
70 | 0.15276 | 0.073883 | -0.15276 | -0.073984 | 3.8915e-06 | -0.00010066 | 0.004963 | 0.0049643 | 0.0049643 | 0.98701 | -0.40197 | 0.98698 | -0.40214 | 2.364
71 | 0.15249 | 0.073272 | -0.15249 | -0.073852 | 8.1747e-07 | -0.00058018 | 0.004949 | 0.0049564 | 0.0049564 | 0.98681 | -0.40273 | 0.9868 | -0.40269 | 2.2529
72 | 0.078884 | 0.037584 | -0.078883 | -0.038205 | 2.3372e-07 | -0.00062099 | 0.0025561 | 0.002564 | 0.002564 | 0.98681 | -0.40273 | 0.98681 | -0.40271 | 1.1655
73 | -0.35393 | -0.17022 | 0.35394 | 0.16941 | 6.1014e-06 | -0.00080397 | 0.011489 | 0.011479 | 0.011489 | 0.98681 | -0.40273 | 0.98683 | -0.40288 | 5.2222
74 | 1.0386 | 0.42738 | -1.0386 | -0.42766 | 1.5307e-06 | -0.00027993 | 0.032854 | 0.032858 | 0.032858 | 0.98683 | -0.40288 | 0.98682 | -0.40289 | 5.1501
75 | -1.3926 | -0.59679 | 1.3926 | 0.59682 | 3.0828e-05 | 2.3716e-05 | 0.04432 | 0.044319 | 0.04432 | 0.98683 | -0.40288 | 0.98686 | -0.40046 | 6.8713
76 | -1.6925 | -0.74209 | 1.6925 | 0.74019 | 2.8162e-05 | -0.0018939 | 0.054054 | 0.054032 | 0.054054 | 0.98693 | -0.39673 | 0.98694 | -0.39663 | 8.4724
77 | 1.541 | 0.66872 | -1.5409 | -0.66866 | 5.286e-05 | 5.9575e-05 | 0.049135 | 0.049136 | 0.049136 | 0.98693 | -0.39673 | 0.98686 | -0.40046 | 7.6179
78 | -1.6925 | -0.74019 | 1.6925 | 0.739 | 1.7636e-05 | -0.0011869 | 0.054032 | 0.054018 | 0.054032 | 0.98694 | -0.39663 | 0.98695 | -0.39657 | 8.4689
79 | 0.13898 | 0.064824 | -0.13898 | -0.066801 | 2.2973e-06 | -0.0019766 | 0.004486 | 0.0045108 | 0.0045108 | 0.98682 | -0.40289 | 0.98681 | -0.40276 | 2.0504
80 | 0.83462 | 0.33168 | -0.8346 | -0.33615 | 1.564e-05 | -0.0044697 | 0.026272 | 0.026321 | 0.026321 | 0.98682 | -0.40289 | 0.9868 | -0.40304 | 4.1256
81 | 0.065026 | 0.031152 | -0.065026 | -0.031494 | 8.743e-08 | -0.00034153 | 0.0021092 | 0.0021136 | 0.0021136 | 0.98682 | -0.40289 | 0.98682 | -0.40288 | 0.96071
82 | -1.8535 | -0.81698 | 1.8535 | 0.81566 | 2.3677e-05 | -0.0013231 | 0.059246 | 0.059231 | 0.059246 | 0.98695 | -0.39657 | 0.98697 | -0.39649 | 9.2863
83 | -1.8535 | -0.81566 | 1.8536 | 0.81299 | 4.7678e-05 | -0.0026665 | 0.059231 | 0.059199 | 0.059231 | 0.98697 | -0.39649 | 0.98699 | -0.39634 | 9.2838
84 | 0.13898 | 0.066801 | -0.13898 | -0.067309 | 5.9435e-07 | -0.00050782 | 0.0045108 | 0.0045172 | 0.0045172 | 0.98681 | -0.40276 | 0.9868 | -0.40272 | 2.0533
85 | 0.19746 | 0.093946 | -0.19745 | -0.095539 | 3.7537e-06 | -0.0015927 | 0.0063955 | 0.0064157 | 0.0064157 | 0.98699 | -0.39634 | 0.98698 | -0.39618 | 2.9162
86 | -2.051 | -0.90694 | 2.0512 | 0.90004 | 0.00015139 | -0.0068942 | 0.065592 | 0.065509 | 0.065592 | 0.98699 | -0.39634 | 0.98707 | -0.3959 | 10.2808
87 | -2.0512 | -0.90004 | 2.0512 | 0.89809 | 4.2906e-05 | -0.0019573 | 0.065509 | 0.065486 | 0.065509 | 0.98707 | -0.3959 | 0.98709 | -0.39578 | 10.2679
88 | -2.202 | -0.97109 | 2.202 | 0.9701 | 2.524e-05 | -0.0009955 | 0.070381 | 0.070369 | 0.070381 | 0.98709 | -0.39578 | 0.9871 | -0.39571 | 11.0315
89 | -2.202 | -0.9701 | 2.2022 | 0.96064 | 0.00023927 | -0.0094553 | 0.070369 | 0.070257 | 0.070369 | 0.9871 | -0.39571 | 0.98722 | -0.39506 | 11.0296
90 | 0.077431 | 0.03741 | -0.077431 | -0.037501 | 8.8986e-07 | -9.1207e-05 | 0.0025152 | 0.0025164 | 0.0025164 | 0.98698 | -0.39618 | 0.98696 | -0.39625 | 1.1983
91 | 0.16258 | 0.078693 | -0.16258 | -0.078741 | 2.1199e-06 | -4.8289e-05 | 0.0052817 | 0.0052824 | 0.0052824 | 0.98722 | -0.39506 | 0.9872 | -0.39515 | 2.5154
92 | -2.3648 | -1.0393 | 2.3649 | 1.0364 | 8.6743e-05 | -0.0029656 | 0.075534 | 0.075499 | 0.075534 | 0.98722 | -0.39506 | 0.98725 | -0.39484 | 11.8393
93 | -0.10168 | -0.049244 | 0.10168 | 0.049174 | 1.178e-06 | -6.9777e-05 | 0.0033034 | 0.0033025 | 0.0033034 | 0.98723 | -0.39448 | 0.98724 | -0.39441 | 1.5731
94 | -0.21955 | -0.097969 | 0.21956 | 0.094679 | 9.2824e-06 | -0.0032897 | 0.0070299 | 0.0069912 | 0.0070299 | 0.98724 | -0.39441 | 0.98728 | -0.39469 | 3.1954
95 | 0.11787 | 0.048795 | -0.11786 | -0.057 | 6.7193e-06 | -0.0082044 | 0.0037303 | 0.0038285 | 0.0038285 | 0.98724 | -0.39441 | 0.98719 | -0.39399 | 1.7402
96 | -4.7945 | -1.7977 | 4.7949 | 1.7903 | 0.00042538 | -0.0073371 | 0.14972 | 0.14964 | 0.14972 | 0.98728 | -0.39469 | 0.98738 | -0.39227 | 17.7813
97 | 2.4445 | 1.073 | -2.4445 | -1.0749 | 6.047e-05 | -0.0019323 | 0.078059 | 0.078082 | 0.078082 | 0.98728 | -0.39469 | 0.98725 | -0.39484 | 12.2385
98 | 0.11786 | 0.057 | -0.11786 | -0.057083 | 1.9018e-06 | -8.3508e-05 | 0.0038285 | 0.0038296 | 0.0038296 | 0.98719 | -0.39399 | 0.98717 | -0.3941 | 1.8236
99 | -4.9181 | -1.85 | 4.9204 | 1.8527 | 0.0023024 | 0.0026422 | 0.15363 | 0.15362 | 0.15363 | 0.98738 | -0.39227 | 0.98801 | -0.3671 | 18.7348
100 | 5.5255 | 2.0633 | -5.5252 | -2.0669 | 0.00028079 | -0.0036212 | 0.17203 | 0.17207 | 0.17207 | 0.98971 | -0.31836 | 0.98965 | -0.31975 | 20.4363
101 | 0.09226 | 0.039942 | -0.092258 | -0.043762 | 1.9047e-06 | -0.00382 | 0.0029326 | 0.0029786 | 0.0029786 | 0.98965 | -0.31975 | 0.98963 | -0.31959 | 1.3539
102 | 0.092258 | 0.043762 | -0.092258 | -0.044683 | 4.6797e-07 | -0.00092019 | 0.0029786 | 0.0029902 | 0.0029902 | 0.98963 | -0.31959 | 0.98963 | -0.31955 | 1.3592
103 | 0.14169 | 0.06822 | -0.14169 | -0.068626 | 4.9067e-07 | -0.00040514 | 0.0045949 | 0.0046 | 0.0046 | 0.98801 | -0.3671 | 0.98801 | -0.36707 | 2.0909
104 | -5.0621 | -1.9209 | 5.063 | 1.9081 | 0.00082806 | -0.01274 | 0.1582 | 0.15806 | 0.1582 | 0.98801 | -0.3671 | 0.9882 | -0.36267 | 18.7881
105 | -0.16188 | -0.076302 | 0.16188 | 0.074664 | 2.5305e-06 | -0.001638 | 0.0052156 | 0.0051954 | 0.0052156 | 0.99052 | -0.27435 | 0.99054 | -0.27447 | 2.3707
106 | 0.16188 | 0.076302 | -0.16188 | -0.0784 | 3.2717e-06 | -0.0020989 | 0.0052156 | 0.005242 | 0.005242 | 0.99052 | -0.27435 | 0.99051 | -0.27417 | 2.3827
107 | 5.149 | 1.9494 | -5.149 | -1.9503 | 6.5096e-05 | -0.00096712 | 0.1608 | 0.16081 | 0.16081 | 0.98843 | -0.35378 | 0.98841 | -0.35412 | 19.0982
108 | 5.0638 | 1.9091 | -5.063 | -1.9081 | 0.00080636 | 0.00093846 | 0.15805 | 0.15806 | 0.15806 | 0.98841 | -0.35412 | 0.9882 | -0.36267 | 19.2751
109 | -6.3473 | -2.4035 | 6.3486 | 2.3911 | 0.0012963 | -0.012449 | 0.19761 | 0.19747 | 0.19761 | 0.99151 | -0.2611 | 0.99175 | -0.25556 | 23.4687
110 | -0.14675 | -0.071076 | 0.14676 | 0.070925 | 5.1512e-06 | -0.00015019 | 0.0047257 | 0.0047237 | 0.0047257 | 0.99607 | -0.13893 | 0.99611 | -0.1387 | 2.2503
111 | -0.14676 | -0.070925 | 0.14676 | 0.059495 | 1.2272e-06 | -0.011431 | 0.0047237 | 0.0045893 | 0.0047237 | 0.99611 | -0.1387 | 0.99612 | -0.13865 | 0.7404
112 | -0.31119 | -0.13681 | 0.3112 | 0.11301 | 1.1143e-05 | -0.023803 | 0.0098513 | 0.0095944 | 0.0098513 | 0.99612 | -0.13865 | 0.99615 | -0.13837 | 1.5441
113 | 0.16443 | 0.077315 | -0.16443 | -0.079636 | 3.2072e-07 | -0.002321 | 0.0052656 | 0.0052946 | 0.0052946 | 0.99612 | -0.13865 | 0.99611 | -0.13866 | 0.82987
114 | -11.5157 | -4.3881 | 11.5243 | 4.4001 | 0.0086368 | 0.012012 | 0.3564 | 0.3564 | 0.3564 | 0.99816 | -0.058775 | 0.99917 | -0.018786 | 43.4637
115 | 11.3525 | 4.309 | -11.3419 | -4.2942 | 0.010654 | 0.014801 | 0.35118 | 0.35119 | 0.35119 | 0.99816 | -0.058775 | 0.99689 | -0.10904 | 42.8275
116 | -11.6625 | -4.467 | 11.6627 | 4.4665 | 0.00021663 | -0.00049473 | 0.36082 | 0.36081 | 0.36082 | 0.99917 | -0.018786 | 0.9992 | -0.018289 | 42.8523
117 | 11.263 | 4.2561 | -11.2569 | -4.2475 | 0.0061525 | 0.0085426 | 0.34866 | 0.34866 | 0.34866 | 0.99689 | -0.10904 | 0.99615 | -0.13837 | 42.5199
118 | 0.085265 | 0.031506 | -0.085265 | -0.041115 | 3.4346e-07 | -0.0096086 | 0.0026342 | 0.0027432 | 0.0027432 | 0.99615 | -0.13837 | 0.99615 | -0.1384 | 0.42996
119 | 10.8604 | 4.103 | -10.85 | -4.1316 | 0.010457 | -0.028588 | 0.33644 | 0.33683 | 0.33683 | 0.99615 | -0.13837 | 0.99502 | -0.16436 | 40.0033
120 | 10.85 | 4.1316 | -10.8476 | -4.138 | 0.0023688 | -0.0064515 | 0.33683 | 0.33692 | 0.33692 | 0.99502 | -0.16436 | 0.99477 | -0.17023 | 40.0139
121 | 10.7275 | 4.0799 | -10.7248 | -4.0761 | 0.0027103 | 0.0037485 | 0.33306 | 0.33306 | 0.33306 | 0.99477 | -0.17023 | 0.99443 | -0.18373 | 40.6173
122 | 0.085265 | 0.041115 | -0.085263 | -0.041295 | 2.0486e-06 | -0.00017957 | 0.0027432 | 0.0027454 | 0.0027454 | 0.99615 | -0.1384 | 0.99612 | -0.13856 | 1.3074
123 | 10.7248 | 4.0761 | -10.7222 | -4.0834 | 0.0026025 | -0.0072913 | 0.33306 | 0.33316 | 0.33316 | 0.99443 | -0.18373 | 0.99414 | -0.19026 | 39.5679
124 | 10.7222 | 4.0834 | -10.7217 | -4.0849 | 0.00051674 | -0.0014464 | 0.33316 | 0.33318 | 0.33318 | 0.99414 | -0.19026 | 0.99409 | -0.19156 | 39.5703
125 | -0.28949 | -0.13057 | 0.28949 | 0.1301 | 2.2246e-06 | -0.00047301 | 0.0091677 | 0.0091621 | 0.0091677 | 0.99999 | 5.6224e-05 | 1 | 0 | 4.1671
126 | 0.15351 | 0.064711 | -0.15351 | -0.0664 | 2.1943e-06 | -0.0016895 | 0.0048092 | 0.0048283 | 0.0048283 | 0.99999 | 5.6224e-05 | 0.99998 | 0.00014656 | 2.1947
127 | 11.6707 | 4.4483 | -11.6627 | -4.4665 | 0.0079625 | -0.018225 | 0.36055 | 0.36081 | 0.36081 | 1 | 0 | 0.9992 | -0.018289 | 42.8514
128 | 0.15351 | 0.0664 | -0.1535 | -0.07427 | 1.0461e-05 | -0.0078699 | 0.0048283 | 0.004923 | 0.004923 | 0.99998 | 0.00014656 | 0.99992 | 0.00066796 | 2.2377
129 | 0.1535 | 0.07427 | -0.1535 | -0.074341 | 2.6424e-06 | -7.1372e-05 | 0.004923 | 0.0049239 | 0.0049239 | 0.99992 | 0.00066796 | 0.9999 | 0.00055427 | 2.3447
130 | -0.12634 | -0.061188 | 0.12634 | 0.061147 | 1.8394e-07 | -4.1667e-05 | 0.0040812 | 0.0040807 | 0.0040812 | 0.99291 | -0.22286 | 0.99292 | -0.22271 | 0.63275
131 | -0.25951 | -0.12565 | 0.25951 | 0.12558 | 1.3361e-06 | -6.8996e-05 | 0.0083827 | 0.0083818 | 0.0083827 | 0.99292 | -0.22271 | 0.99293 | -0.22218 | 1.2996
132 | 10.5689 | 4.0109 | -10.5678 | -4.0141 | 0.0010984 | -0.003196 | 0.32827 | 0.32831 | 0.32831 | 0.99409 | -0.19156 | 0.99396 | -0.19436 | 38.9922
133 | 3.3084 | 1.2647 | -3.3075 | -1.3018 | 0.00097898 | -0.037102 | 0.10287 | 0.10327 | 0.10327 | 0.99396 | -0.19436 | 0.99362 | -0.20217 | 12.2645
134 | 7.2594 | 2.7493 | -7.2557 | -2.7756 | 0.0036587 | -0.026275 | 0.22545 | 0.22575 | 0.22575 | 0.99396 | -0.19436 | 0.99337 | -0.20792 | 26.8115
135 | 3.2514 | 1.2769 | -3.2503 | -1.3185 | 0.0010687 | -0.041581 | 0.10149 | 0.10194 | 0.10194 | 0.99362 | -0.20217 | 0.99323 | -0.2106 | 12.1074
136 | 0.05608 | 0.024947 | -0.05608 | -0.027161 | 3.5593e-08 | -0.0022133 | 0.0017832 | 0.0018103 | 0.0018103 | 0.99362 | -0.20217 | 0.99362 | -0.20218 | 0.28375
137 | 7.2557 | 2.7756 | -7.2556 | -2.7765 | 0.00012357 | -0.00088544 | 0.22575 | 0.22576 | 0.22576 | 0.99337 | -0.20792 | 0.99335 | -0.20838 | 26.8127
138 | 3.1574 | 1.2746 | -3.1574 | -1.2771 | 6.2487e-05 | -0.0025697 | 0.098964 | 0.098992 | 0.098992 | 0.99323 | -0.2106 | 0.99321 | -0.2111 | 11.7568
139 | 0.092874 | 0.043889 | -0.092874 | -0.044981 | 5.5438e-07 | -0.0010922 | 0.0029855 | 0.0029992 | 0.0029992 | 0.99323 | -0.2106 | 0.99323 | -0.21055 | 1.3633
140 | 7.0087 | 2.6604 | -7.0074 | -2.6588 | 0.0012362 | 0.0016032 | 0.21786 | 0.21786 | 0.21786 | 0.99335 | -0.20838 | 0.99312 | -0.21781 | 26.5681
141 | 0.099241 | 0.044629 | -0.099241 | -0.048065 | 1.7349e-07 | -0.0034357 | 0.0031622 | 0.0032045 | 0.0032045 | 0.99335 | -0.20838 | 0.99335 | -0.20838 | 0.50227
142 | 2.889 | 1.1573 | -2.8889 | -1.1652 | 0.00016138 | -0.0079666 | 0.090455 | 0.090543 | 0.090543 | 0.99321 | -0.2111 | 0.99314 | -0.21253 | 10.7534
143 | 0.26836 | 0.11987 | -0.26835 | -0.12213 | 9.3656e-06 | -0.0022542 | 0.0085427 | 0.0085697 | 0.0085697 | 0.99321 | -0.2111 | 0.99318 | -0.21085 | 3.8953
144 | 7.0074 | 2.6588 | -7.0063 | -2.6676 | 0.0011362 | -0.0088077 | 0.21786 | 0.21796 | 0.21796 | 0.99312 | -0.21781 | 0.99293 | -0.22218 | 25.886
145 | 6.7468 | 2.542 | -6.7446 | -2.5601 | 0.0021483 | -0.018127 | 0.20961 | 0.20982 | 0.20982 | 0.99293 | -0.22218 | 0.99255 | -0.2308 | 24.919
146 | 6.7446 | 2.5601 | -6.7446 | -2.5607 | 7.5716e-05 | -0.00063787 | 0.20982 | 0.20982 | 0.20982 | 0.99255 | -0.2308 | 0.99254 | -0.2311 | 24.9198
147 | 6.6208 | 2.5008 | -6.619 | -2.4985 | 0.0017688 | 0.0022623 | 0.20584 | 0.20584 | 0.20584 | 0.99254 | -0.2311 | 0.99218 | -0.24544 | 25.1029
148 | 6.619 | 2.4985 | -6.6188 | -2.5 | 0.00016838 | -0.0014785 | 0.20584 | 0.20586 | 0.20586 | 0.99218 | -0.24544 | 0.99215 | -0.24613 | 24.449
149 | 6.4561 | 2.4212 | -6.4555 | -2.4264 | 0.00056304 | -0.00523 | 0.20062 | 0.20068 | 0.20068 | 0.99215 | -0.24613 | 0.99205 | -0.24851 | 23.8337
150 | 2.8167 | 1.1303 | -2.8166 | -1.1358 | 0.00010635 | -0.0055259 | 0.088217 | 0.088278 | 0.088278 | 0.99314 | -0.21253 | 0.9931 | -0.21349 | 10.4844
151 | 0.14479 | 0.070078 | -0.14479 | -0.070124 | 1.5651e-06 | -4.6333e-05 | 0.0046755 | 0.0046761 | 0.0046761 | 0.99318 | -0.21085 | 0.99317 | -0.21092 | 2.2267
152 | 0.12356 | 0.052051 | -0.12356 | -0.059653 | 6.6959e-06 | -0.0076018 | 0.0038971 | 0.0039881 | 0.0039881 | 0.99318 | -0.21085 | 0.99313 | -0.21045 | 1.8128
153 | 6.4555 | 2.4264 | -6.4549 | -2.4328 | 0.00068402 | -0.0063477 | 0.20068 | 0.20075 | 0.20075 | 0.99205 | -0.24851 | 0.99193 | -0.25139 | 23.8422
154 | 6.4549 | 2.4328 | -6.4541 | -2.4395 | 0.00072703 | -0.0067395 | 0.20075 | 0.20083 | 0.20083 | 0.99193 | -0.25139 | 0.99179 | -0.25444 | 23.8512
155 | 6.3489 | 2.3885 | -6.3486 | -2.3911 | 0.00026183 | -0.0025175 | 0.19744 | 0.19747 | 0.19747 | 0.99179 | -0.25444 | 0.99175 | -0.25556 | 23.4521
156 | -0.13628 | -0.066002 | 0.13628 | 0.065944 | 1.731e-06 | -5.7938e-05 | 0.0044021 | 0.0044013 | 0.0044021 | 0.99296 | -0.21627 | 0.99297 | -0.21619 | 2.0962
157 | -2.8163 | -1.1515 | 2.8166 | 1.1358 | 0.00030228 | -0.015661 | 0.088453 | 0.088278 | 0.088453 | 0.99297 | -0.21619 | 0.9931 | -0.21349 | 10.5051
158 | 2.68 | 1.0855 | -2.6796 | -1.1084 | 0.00039991 | -0.022856 | 0.084061 | 0.084316 | 0.084316 | 0.99297 | -0.21619 | 0.9928 | -0.21991 | 10.0138
159 | 2.6796 | 1.1084 | -2.6793 | -1.1223 | 0.00024459 | -0.013905 | 0.084316 | 0.084474 | 0.084474 | 0.9928 | -0.21991 | 0.99269 | -0.22215 | 10.0326
160 | 2.524 | 1.0471 | -2.5196 | -1.0457 | 0.0044259 | 0.0014066 | 0.079464 | 0.07952 | 0.07952 | 0.99269 | -0.22215 | 0.99032 | -0.31076 | 9.6976
161 | 0.14893 | 0.071556 | -0.14892 | -0.072127 | 7.5721e-07 | -0.00057148 | 0.0048162 | 0.0048235 | 0.0048235 | 0.99032 | -0.31076 | 0.99031 | -0.31072 | 2.1925
162 | 2.2288 | 0.90538 | -2.2287 | -0.90882 | 4.1848e-05 | -0.0034442 | 0.070124 | 0.070163 | 0.070163 | 0.99032 | -0.31076 | 0.99029 | -0.31123 | 8.3329
163 | -0.10793 | -0.052271 | 0.10793 | 0.051694 | 4.0212e-07 | -0.00057657 | 0.0034982 | 0.0034909 | 0.0034982 | 0.98957 | -0.32715 | 0.98957 | -0.32718 | 1.5901
164 | -0.63032 | -0.26257 | 0.63037 | 0.23958 | 4.5279e-05 | -0.022991 | 0.019919 | 0.019671 | 0.019919 | 0.98957 | -0.32718 | 0.98965 | -0.3266 | 3.1221
165 | 0.5224 | 0.21088 | -0.52214 | -0.21376 | 0.00025449 | -0.0028769 | 0.016434 | 0.016473 | 0.016473 | 0.98957 | -0.32718 | 0.9887 | -0.38187 | 2.554
166 | -0.63037 | -0.23958 | 0.63037 | 0.23853 | 2.0535e-06 | -0.0010563 | 0.019671 | 0.01966 | 0.019671 | 0.98965 | -0.3266 | 0.98965 | -0.32657 | 3.0832
167 | 0.13911 | 0.048219 | -0.13911 | -0.048591 | 3.9422e-07 | -0.00037255 | 0.0042987 | 0.0043023 | 0.0043023 | 0.9887 | -0.38187 | 0.9887 | -0.38186 | 1.9556
168 | 0.26955 | 0.11058 | -0.26955 | -0.11112 | 2.2585e-06 | -0.00054461 | 0.0085065 | 0.0085126 | 0.0085126 | 0.9887 | -0.38187 | 0.9887 | -0.38183 | 3.8694
169 | 0.13911 | 0.048591 | -0.13909 | -0.066212 | 1.9467e-05 | -0.017621 | 0.0043023 | 0.0044983 | 0.0044983 | 0.9887 | -0.38186 | 0.98857 | -0.38107 | 2.0447
170 | 0.26955 | 0.11112 | -0.26953 | -0.11456 | 1.4332e-05 | -0.0034377 | 0.0085126 | 0.0085514 | 0.0085514 | 0.9887 | -0.38183 | 0.98865 | -0.38151 | 3.887
171 | -0.75405 | -0.29843 | 0.75407 | 0.29332 | 1.4357e-05 | -0.0051135 | 0.023655 | 0.023601 | 0.023655 | 0.98965 | -0.32657 | 0.98967 | -0.32641 | 3.7077
172 | -0.75407 | -0.29332 | 0.75409 | 0.28468 | 2.409e-05 | -0.0086336 | 0.023601 | 0.02351 | 0.023601 | 0.98967 | -0.32641 | 0.9897 | -0.32612 | 3.6992
173 | 0.75409 | 0.28333 | -0.75409 | -0.28468 | 3.7586e-06 | -0.001353 | 0.023496 | 0.02351 | 0.02351 | 0.98971 | -0.32607 | 0.9897 | -0.32612 | 3.685
174 | -1.0419 | -0.41659 | 1.0419 | 0.41026 | 3.4032e-05 | -0.0063226 | 0.032728 | 0.03266 | 0.032728 | 0.98971 | -0.32607 | 0.98974 | -0.3258 | 5.1298
175 | 0.18141 | 0.081744 | -0.18141 | -0.081823 | 4.1879e-06 | -7.8964e-05 | 0.0058037 | 0.0058047 | 0.0058047 | 0.98971 | -0.32607 | 0.98968 | -0.32627 | 2.7641
176 | -1.0419 | -0.41026 | 1.042 | 0.3946 | 8.3668e-05 | -0.015658 | 0.03266 | 0.032495 | 0.03266 | 0.98974 | -0.3258 | 0.98983 | -0.3251 | 5.1191
177 | 0.18141 | 0.081823 | -0.1814 | -0.084062 | 4.3287e-06 | -0.0022388 | 0.0058047 | 0.0058318 | 0.0058318 | 0.98968 | -0.32627 | 0.98966 | -0.32608 | 2.6508
178 | -1.197 | -0.46803 | 1.1971 | 0.46166 | 4.5037e-05 | -0.0063721 | 0.037484 | 0.037417 | 0.037484 | 0.98983 | -0.3251 | 0.98987 | -0.32477 | 5.8753
179 | 0.15506 | 0.073425 | -0.15506 | -0.075099 | 2.4037e-06 | -0.0016745 | 0.0050037 | 0.0050248 | 0.0050248 | 0.98983 | -0.3251 | 0.98981 | -0.32496 | 2.284
180 | 0.1814 | 0.084062 | -0.18139 | -0.08768 | 7.0826e-06 | -0.0036178 | 0.0058318 | 0.005877 | 0.005877 | 0.98966 | -0.32608 | 0.98962 | -0.32576 | 2.6714
181 | 0.054834 | 0.026384 | -0.054834 | -0.026509 | 6.0393e-07 | -0.00012528 | 0.0017751 | 0.0017766 | 0.0017766 | 0.98962 | -0.32576 | 0.98961 | -0.32583 | 0.84602
182 | 0.054834 | 0.026509 | -0.054834 | -0.026557 | 2.3045e-07 | -4.7747e-05 | 0.0017766 | 0.0017773 | 0.0017773 | 0.98961 | -0.32583 | 0.98961 | -0.32586 | 0.84631
183 | -1.1971 | -0.46166 | 1.1971 | 0.45576 | 4.151e-05 | -0.005894 | 0.037417 | 0.037355 | 0.037417 | 0.98987 | -0.32477 | 0.9899 | -0.32446 | 5.8647
184 | -1.356 | -0.53272 | 1.3561 | 0.53252 | 7.999e-05 | -0.00019964 | 0.042487 | 0.042483 | 0.042487 | 0.9899 | -0.32446 | 0.98998 | -0.32137 | 5.1813
185 | 0.13909 | 0.066212 | -0.13909 | -0.067364 | 1.3382e-06 | -0.0011518 | 0.0044983 | 0.0045129 | 0.0045129 | 0.98857 | -0.38107 | 0.98856 | -0.38099 | 2.0513
186 | 0.15484 | 0.073889 | -0.15484 | -0.074994 | 1.591e-06 | -0.0011047 | 0.0050097 | 0.0050237 | 0.0050237 | 0.98865 | -0.38151 | 0.98864 | -0.38142 | 2.2835
187 | -1.3561 | -0.53252 | 1.3562 | 0.51976 | 5.6336e-05 | -0.012762 | 0.042483 | 0.042348 | 0.042483 | 0.98998 | -0.32137 | 0.99003 | -0.32027 | 5.0455
188 | -1.5065 | -0.59171 | 1.5065 | 0.59053 | 6.4319e-06 | -0.0011761 | 0.047195 | 0.047182 | 0.047195 | 0.99003 | -0.32027 | 0.99003 | -0.32016 | 5.6051
189 | 0.15038 | 0.071953 | -0.15038 | -0.072831 | 1.1867e-06 | -0.00087806 | 0.0048608 | 0.0048719 | 0.0048719 | 0.99003 | -0.32027 | 0.99002 | -0.3202 | 2.2145
190 | -1.5891 | -0.63052 | 1.5892 | 0.63042 | 7.18e-05 | -0.00010177 | 0.049849 | 0.049847 | 0.049849 | 0.99003 | -0.32016 | 0.9901 | -0.31781 | 6.0792
191 | 0.117 | 0.052391 | -0.117 | -0.056666 | 3.4545e-06 | -0.0042748 | 0.0037377 | 0.0037904 | 0.0037904 | 0.99012 | -0.31677 | 0.99009 | -0.31653 | 1.7229
192 | -0.117 | -0.052391 | 0.11701 | 0.052186 | 4.4214e-06 | -0.00020526 | 0.0037377 | 0.0037352 | 0.0037377 | 0.99012 | -0.31677 | 0.99016 | -0.31644 | 1.7799
193 | -2.2285 | -0.90882 | 2.2287 | 0.90882 | 0.00022741 | 2.5631e-07 | 0.070166 | 0.070163 | 0.070166 | 0.99016 | -0.31644 | 0.99029 | -0.31123 | 8.5569
194 | 2.0193 | 0.81198 | -2.0193 | -0.81428 | 2.2919e-05 | -0.0023081 | 0.063453 | 0.063478 | 0.063478 | 0.99016 | -0.31644 | 0.99014 | -0.31673 | 7.539
195 | 0.076407 | 0.035038 | -0.076407 | -0.036084 | 3.6006e-07 | -0.0010454 | 0.0024508 | 0.0024637 | 0.0024637 | 0.9901 | -0.31781 | 0.99009 | -0.31777 | 1.1199
196 | -1.6656 | -0.66546 | 1.6657 | 0.65511 | 6.9406e-05 | -0.010346 | 0.052295 | 0.052183 | 0.052295 | 0.9901 | -0.31781 | 0.99014 | -0.31673 | 6.2108
197 | 0.076407 | 0.036084 | -0.076406 | -0.037005 | 3.2064e-07 | -0.00092174 | 0.0024637 | 0.0024753 | 0.0024753 | 0.99009 | -0.31777 | 0.99009 | -0.31774 | 1.1251
198 | 0.35362 | 0.15917 | -0.3536 | -0.16126 | 1.5305e-05 | -0.0020902 | 0.011306 | 0.011331 | 0.011331 | 0.99014 | -0.31673 | 0.9901 | -0.31641 | 5.1505
199 | 0.3536 | 0.16126 | -0.3536 | -0.16184 | 4.2192e-06 | -0.00057453 | 0.011331 | 0.011338 | 0.011338 | 0.9901 | -0.31641 | 0.99009 | -0.31632 | 5.1537
200 | 0.2364 | 0.10508 | -0.2364 | -0.10578 | 2.2692e-06 | -0.00069783 | 0.0075428 | 0.0075511 | 0.0075511 | 0.99009 | -0.31632 | 0.99008 | -0.31625 | 3.4323
201 | -0.12741 | -0.061709 | 0.12742 | 0.059576 | 2.0612e-06 | -0.0021338 | 0.004128 | 0.0041012 | 0.004128 | 0.99003 | -0.31582 | 0.99005 | -0.31596 | 1.8763
202 | -0.12742 | -0.059576 | 0.12742 | 0.056223 | 3.1858e-06 | -0.0033529 | 0.0041012 | 0.0040608 | 0.0041012 | 0.99005 | -0.31596 | 0.99007 | -0.31614 | 1.8642
203 | -0.23639 | -0.10684 | 0.2364 | 0.10578 | 3.4608e-06 | -0.0010613 | 0.0075638 | 0.0075511 | 0.0075638 | 0.99007 | -0.31614 | 0.99008 | -0.31625 | 3.4381
204 | 0.10897 | 0.050614 | -0.10897 | -0.052778 | 1.5272e-06 | -0.0021643 | 0.0035034 | 0.0035304 | 0.0035304 | 0.99007 | -0.31614 | 0.99006 | -0.31603 | 1.6047
205 | -0.12356 | -0.059841 | 0.12356 | 0.059653 | 1.6993e-07 | -0.00018829 | 0.0039905 | 0.0039881 | 0.0039905 | 0.99312 | -0.21044 | 0.99313 | -0.21045 | 1.8139

## res_trafo
| p_hv_mw | q_hv_mvar | p_lv_mw | q_lv_mvar | pl_mw | ql_mvar | i_hv_ka | i_lv_ka | vm_hv_pu | va_hv_degree | vm_lv_pu | va_lv_degree | loading_percent
0 | 2.6518e-14 | 1.7507e-14 | 0.013999 | 0.0105 | 0.013999 | 0.0105 | 1.6678e-16 | 0.00050517 | 0.99997 | 149.9981 | 1 | 0 | 0.069998

## res_ext_grid
| p_mw | q_mvar
0 | 11.9742 | 4.5889

## res_load
| p_mw | q_mvar
0 | 0.11468 | 0.05554
1 | 0.087664 | 0.042458
2 | 0.12979 | 0.062862
3 | 0.077482 | 0.037526
4 | 0.15118 | 0.073221
5 | 0.13655 | 0.066134
6 | 0.13682 | 0.066265
7 | 0.1491 | 0.07221
8 | 0.14453 | 0.069997
9 | 0.067767 | 0.032821
10 | 0.055352 | 0.026808
11 | 0.097999 | 0.047463
12 | 0.16119 | 0.078068
13 | 0.15099 | 0.073126
14 | 0.15903 | 0.077019
15 | 0.14215 | 0.068845
16 | 0.074554 | 0.036108
17 | 0.11384 | 0.055136
18 | 0.15162 | 0.073431
19 | 0.070448 | 0.03412
20 | 0.16347 | 0.079174
21 | 0.1074 | 0.052015
22 | 0.087359 | 0.04231
23 | 0.094642 | 0.045837
24 | 0.10294 | 0.049858
25 | 0.09811 | 0.047517
26 | 0.10588 | 0.051282
27 | 0.074507 | 0.036085
28 | 0.11749 | 0.056902
29 | 0.10979 | 0.053173
30 | 0.085537 | 0.041427
31 | 0.14432 | 0.069898
32 | 0.06662 | 0.032265
33 | 0.12256 | 0.05936
34 | 0.15249 | 0.073852
35 | 0.078883 | 0.038205
36 | 0.15149 | 0.073369
37 | 0.14833 | 0.071841
38 | 0.161 | 0.077978
39 | 0.065026 | 0.031494
40 | 0.15074 | 0.073006
41 | 0.12002 | 0.058129
42 | 0.10168 | 0.049244
43 | 0.15276 | 0.073984
44 | 0.124 | 0.060056
45 | 0.077431 | 0.037501
46 | 0.13898 | 0.067309
47 | 0.16258 | 0.078741
48 | 0.12324 | 0.059686
49 | 0.079556 | 0.038531
50 | 0.11786 | 0.057083
51 | 0.092258 | 0.044683
52 | 0.16188 | 0.0784
53 | 0.085174 | 0.041251
54 | 0.14169 | 0.068626
55 | 0.14675 | 0.071076
56 | 0.16317 | 0.079029
57 | 0.13817 | 0.066919
58 | 0.078828 | 0.038178
59 | 0.16443 | 0.079636
60 | 0.12006 | 0.058149
61 | 0.085263 | 0.041295
62 | 0.13598 | 0.065859
63 | 0.1535 | 0.074341
64 | 0.12634 | 0.061188
65 | 0.13317 | 0.064499
66 | 0.15279 | 0.073999
67 | 0.05608 | 0.027161
68 | 0.14767 | 0.071522
69 | 0.092874 | 0.044981
70 | 0.099241 | 0.048065
71 | 0.12379 | 0.059953
72 | 0.16275 | 0.078821
73 | 0.072186 | 0.034961
74 | 0.10522 | 0.050962
75 | 0.13628 | 0.066002
76 | 0.1553 | 0.075214
77 | 0.14191 | 0.06873
78 | 0.10793 | 0.052271
79 | 0.11348 | 0.054963
80 | 0.12368 | 0.059902
81 | 0.10636 | 0.051513
82 | 0.12656 | 0.061295
83 | 0.054834 | 0.026557
84 | 0.15506 | 0.075099
85 | 0.15889 | 0.076956
86 | 0.13909 | 0.067364
87 | 0.15484 | 0.074994
88 | 0.082561 | 0.039986
89 | 0.15038 | 0.072831
90 | 0.117 | 0.056666
91 | 0.092209 | 0.044659
92 | 0.14892 | 0.072127
93 | 0.076406 | 0.037005
94 | 0.1172 | 0.056761
95 | 0.12741 | 0.061709
96 | 0.10897 | 0.052778
97 | 0.12356 | 0.059841
98 | 0.14479 | 0.070124

## dtypes
| element | column | dtype
0 | bus | name | object
1 | bus | vn_kv | float64
2 | bus | type | object
3 | bus | zone | object
4 | bus | in_service | bool
5 | load | name | object
6 | load | bus | uint32
7 | load | p_mw | float64
8 | load | q_mvar | float64
9 | load | const_z_percent | float64
10 | load | const_i_percent | float64
11 | load | sn_mva | float64
12 | load | scaling | float64
13 | load | in_service | bool
14 | load | type | object
15 | ext_grid | name | object
16 | ext_grid | bus | uint32
17 | ext_grid | vm_pu | float64
18 | ext_grid | va_degree | float64
19 | ext_grid | slack_weight | float64
20 | ext_grid | in_service | bool
21 | line | name | object
22 | line | std_type | object
23 | line | from_bus | uint32
24 | line | to_bus | uint32
25 | line | length_km | float64
26 | line | r_ohm_per_km | float64
27 | line | x_ohm_per_km | float64
28 | line | c_nf_per_km | float64
29 | line | g_us_per_km | float64
30 | line | max_i_ka | float64
31 | line | df | float64
32 | line | parallel | uint32
33 | line | type | object
34 | line | in_service | bool
35 | trafo | name | object
36 | trafo | std_type | object
37 | trafo | hv_bus | uint32
38 | trafo | lv_bus | uint32
39 | trafo | sn_mva | float64
40 | trafo | vn_hv_kv | float64
41 | trafo | vn_lv_kv | float64
42 | trafo | vk_percent | float64
43 | trafo | vkr_percent | float64
44 | trafo | pfe_kw | float64
45 | trafo | i0_percent | float64
46 | trafo | shift_degree | float64
47 | trafo | tap_side | object
48 | trafo | tap_neutral | int32
49 | trafo | tap_min | int32
50 | trafo | tap_max | int32
51 | trafo | tap_step_percent | float64
52 | trafo | tap_step_degree | float64
53 | trafo | tap_pos | int32
54 | trafo | tap_phase_shifter | bool
55 | trafo | parallel | uint32
56 | trafo | df | float64
57 | trafo | in_service | bool
58 | bus_geodata | x | float64
59 | bus_geodata | y | float64
60 | bus_geodata | coords | object
61 | res_bus | vm_pu | float64
62 | res_bus | va_degree | float64
63 | res_bus | p_mw | float64
64 | res_bus | q_mvar | float64
65 | res_line | p_from_mw | float64
66 | res_line | q_from_mvar | float64
67 | res_line | p_to_mw | float64
68 | res_line | q_to_mvar | float64
69 | res_line | pl_mw | float64
70 | res_line | ql_mvar | float64
71 | res_line | i_from_ka | float64
72 | res_line | i_to_ka | float64
73 | res_line | i_ka | float64
74 | res_line | vm_from_pu | float64
75 | res_line | va_from_degree | float64
76 | res_line | vm_to_pu | float64
77 | res_line | va_to_degree | float64
78 | res_line | loading_percent | float64
79 | res_trafo | p_hv_mw | float64
80 | res_trafo | q_hv_mvar | float64
81 | res_trafo | p_lv_mw | float64
82 | res_trafo | q_lv_mvar | float64
83 | res_trafo | pl_mw | float64
84 | res_trafo | ql_mvar | float64
85 | res_trafo | i_hv_ka | float64
86 | res_trafo | i_lv_ka | float64
87 | res_trafo | vm_hv_pu | float64
88 | res_trafo | va_hv_degree | float64
89 | res_trafo | vm_lv_pu | float64
90 | res_trafo | va_lv_degree | float64
91 | res_trafo | loading_percent | float64
92 | res_ext_grid | p_mw | float64
93 | res_ext_grid | q_mvar | float64
94 | res_load | p_mw | float64
95 | res_load | q_mvar | float64

## parameters
| version | format_version | converged | OPF_converged | name | f_hz | sn_mva
0 | 2.14.6 | 2.14.0 | TRUE | FALSE |  | 50 | 1