## bus
| name | vn_kv | type | zone | in_service
0 | bus_MV_62_0_node_0 | 20 | n |  | TRUE
1 | bus_MV_62_0_node_2 | 20 | n |  | TRUE
2 | bus_MV_62_0_node_4 | 20 | n |  | TRUE
3 | bus_MV_62_0_node_3 | 20 | n |  | TRUE
4 | bus_MV_62_0_node_11 | 20 | n |  | TRUE
5 | bus_MV_62_0_node_12 | 20 | n |  | TRUE
6 | bus_MV_62_0_node_21 | 20 | n |  | TRUE
7 | bus_MV_62_0_node_20 | 20 | n |  | TRUE
8 | bus_MV_62_0_node_18 | 20 | n |  | TRUE
9 | bus_MV_62_0_node_23 | 20 | n |  | TRUE
10 | bus_MV_62_0_node_26 | 20 | n |  | TRUE
11 | bus_MV_62_0_node_7 | 20 | n |  | TRUE
12 | bus_MV_62_0_node_163 | 20 | n |  | TRUE
13 | bus_MV_62_0_node_5 | 20 | n |  | TRUE
14 | bus_MV_62_0_node_22 | 20 | n |  | TRUE
15 | bus_MV_62_0_node_19 | 20 | n |  | TRUE
16 | bus_MV_62_0_node_141 | 20 | n |  | TRUE
17 | bus_MV_62_0_node_129 | 20 | n |  | TRUE
18 | bus_MV_62_0_node_138 | 20 | n |  | TRUE
19 | bus_MV_62_0_node_135 | 20 | n |  | TRUE
20 | bus_MV_62_0_node_6 | 20 | n |  | TRUE
21 | bus_MV_62_0_node_10 | 20 | n |  | TRUE
22 | bus_MV_62_0_node_8 | 20 | n |  | TRUE
23 | bus_MV_62_0_node_168 | 20 | n |  | TRUE
24 | bus_MV_62_0_node_17 | 20 | n |  | TRUE
25 | bus_MV_62_0_node_9 | 20 | n |  | TRUE
26 | bus_MV_62_0_node_127 | 20 | n |  | TRUE
27 | bus_MV_62_0_node_13 | 20 | n |  | TRUE
28 | bus_MV_62_0_node_16 | 20 | n |  | TRUE
29 | bus_MV_62_0_node_53 | 20 | n |  | TRUE
30 | bus_MV_62_0_node_111 | 20 | n |  | TRUE
31 | bus_MV_62_0_node_110 | 20 | n |  | TRUE
32 | bus_MV_62_0_node_52 | 20 | n |  | TRUE
33 | bus_MV_62_0_node_14 | 20 | n |  | TRUE
34 | bus_MV_62_0_node_24 | 20 | n |  | TRUE
35 | bus_MV_62_0_node_121 | 20 | n |  | TRUE
36 | bus_MV_62_0_node_15 | 20 | n |  | TRUE
37 | bus_MV_62_0_node_55 | 20 | n |  | TRUE
38 | bus_MV_62_0_node_143 | 20 | n |  | TRUE
39 | bus_MV_62_0_node_130 | 20 | n |  | TRUE
40 | bus_MV_62_0_node_140 | 20 | n |  | TRUE
41 | bus_MV_62_0_node_139 | 20 | n |  | TRUE
42 | bus_MV_62_0_node_136 | 20 | n |  | TRUE
43 | bus_MV_62_0_node_25 | 20 | n |  | TRUE
44 | bus_MV_62_0_node_27 | 20 | n |  | TRUE
45 | bus_MV_62_0_node_28 | 20 | n |  | TRUE
46 | bus_MV_62_0_node_29 | 20 | n |  | TRUE
47 | bus_MV_62_0_node_44 | 20 | n |  | TRUE
48 | bus_MV_62_0_node_30 | 20 | n |  | TRUE
49 | bus_MV_62_0_node_40 | 20 | n |  | TRUE
50 | bus_MV_62_0_node_31 | 20 | n |  | TRUE
51 | bus_MV_62_0_node_32 | 20 | n |  | TRUE
52 | bus_MV_62_0_node_33 | 20 | n |  | TRUE
53 | bus_MV_62_0_node_35 | 20 | n |  | TRUE
54 | bus_MV_62_0_node_36 | 20 | n |  | TRUE
55 | bus_MV_62_0_node_39 | 20 | n |  | TRUE
56 | bus_MV_62_0_node_42 | 20 | n |  | TRUE
57 | bus_MV_62_0_node_41 | 20 | n |  | TRUE
58 | bus_MV_62_0_node_43 | 20 | n |  | TRUE
59 | bus_MV_62_0_node_37 | 20 | n |  | TRUE
60 | bus_MV_62_0_node_38 | 20 | n |  | TRUE
61 | bus_MV_62_0_node_128 | 20 | n |  | TRUE
62 | bus_MV_62_0_node_134 | 20 | n |  | TRUE
63 | bus_MV_62_0_node_162 | 20 | n |  | TRUE
64 | bus_MV_62_0_node_161 | 20 | n |  | TRUE
65 | bus_MV_62_0_node_169 | 20 | n |  | TRUE
66 | bus_MV_62_0_node_132 | 20 | n |  | TRUE
67 | bus_MV_62_0_node_131 | 20 | n |  | TRUE
68 | bus_MV_62_0_node_118 | 20 | n |  | TRUE
69 | bus_MV_62_0_node_155 | 20 | n |  | TRUE
70 | bus_MV_62_0_node_117 | 20 | n |  | TRUE
71 | bus_MV_62_0_node_160 | 20 | n |  | TRUE
72 | bus_MV_62_0_node_45 | 20 | n |  | TRUE
73 | bus_MV_62_0_node_46 | 20 | n |  | TRUE
74 | bus_MV_62_0_node_113 | 20 | n |  | TRUE
75 | bus_MV_62_0_node_47 | 20 | n |  | TRUE
76 | bus_MV_62_0_node_48 | 20 | n |  | TRUE
77 | bus_MV_62_0_node_152 | 20 | n |  | TRUE
78 | bus_MV_62_0_node_49 | 20 | n |  | TRUE
79 | bus_MV_62_0_node_50 | 20 | n |  | TRUE
80 | bus_MV_62_0_node_61 | 20 | n |  | TRUE
81 | bus_MV_62_0_node_54 | 20 | n |  | TRUE
82 | bus_MV_62_0_node_51 | 20 | n |  | TRUE
83 | bus_MV_62_0_node_60 | 20 | n |  | TRUE
84 | bus_MV_62_0_node_112 | 20 | n |  | TRUE
85 | bus_MV_62_0_node_114 | 20 | n |  | TRUE
86 | bus_MV_62_0_node_167 | 20 | n |  | TRUE
87 | bus_MV_62_0_node_57 | 20 | n |  | TRUE
88 | bus_MV_62_0_node_58 | 20 | n |  | TRUE
89 | bus_MV_62_0_node_63 | 20 | n |  | TRUE
90 | bus_MV_62_0_node_59 | 20 | n |  | TRUE
91 | bus_MV_62_0_node_62 | 20 | n |  | TRUE
92 | bus_MV_62_0_node_150 | 20 | n |  | TRUE
93 | bus_MV_62_0_node_65 | 20 | n |  | TRUE
94 | bus_MV_62_0_node_64 | 20 | n |  | TRUE
95 | bus_MV_62_0_node_147 | 20 | n |  | TRUE
96 | bus_MV_62_0_node_66 | 20 | n |  | TRUE
97 | bus_MV_62_0_node_67 | 20 | n |  | TRUE
98 | bus_MV_62_0_node_93 | 20 | n |  | TRUE
99 | bus_MV_62_0_node_92 | 20 | n |  | TRUE
100 | bus_MV_62_0_node_68 | 20 | n |  | TRUE
101 | bus_MV_62_0_node_69 | 20 | n |  | TRUE
102 | bus_MV_62_0_node_70 | 20 | n |  | TRUE
103 | bus_MV_62_0_node_72 | 20 | n |  | TRUE
104 | bus_MV_62_0_node_96 | 20 | n |  | TRUE
105 | bus_MV_62_0_node_71 | 20 | n |  | TRUE
106 | bus_MV_62_0_node_80 | 20 | n |  | TRUE
107 | bus_MV_62_0_node_76 | 20 | n |  | TRUE
108 | bus_MV_62_0_node_73 | 20 | n |  | TRUE
109 | bus_MV_62_0_node_75 | 20 | n |  | TRUE
110 | bus_MV_62_0_node_74 | 20 | n |  | TRUE
111 | bus_MV_62_0_node_95 | 20 | n |  | TRUE
112 | bus_MV_62_0_node_159 | 20 | n |  | TRUE
113 | bus_MV_62_0_node_158 | 20 | n |  | TRUE
114 | bus_MV_62_0_node_77 | 20 | n |  | TRUE
115 | bus_MV_62_0_node_79 | 20 | n |  | TRUE
116 | bus_MV_62_0_node_82 | 20 | n |  | TRUE
117 | bus_MV_62_0_node_122 | 20 | n |  | TRUE
118 | bus_MV_62_0_node_83 | 20 | n |  | TRUE
119 | bus_MV_62_0_node_156 | 20 | n |  | TRUE
120 | bus_MV_62_0_node_108 | 20 | n |  | TRUE
121 | bus_MV_62_0_node_105 | 20 | n |  | TRUE
122 | bus_MV_62_0_node_86 | 20 | n |  | TRUE
123 | bus_MV_62_0_node_85 | 20 | n |  | TRUE
124 | bus_MV_62_0_node_107 | 20 | n |  | TRUE
125 | bus_MV_62_0_node_84 | 20 | n |  | TRUE
126 | bus_MV_62_0_node_87 | 20 | n |  | TRUE
127 | bus_MV_62_0_node_99 | 20 | n |  | TRUE
128 | bus_MV_62_0_node_97 | 20 | n |  | TRUE
129 | bus_MV_62_0_node_119 | 20 | n |  | TRUE
130 | bus_MV_62_0_node_98 | 20 | n |  | TRUE
131 | bus_MV_62_0_node_101 | 20 | n |  | TRUE
132 | bus_MV_62_0_node_88 | 20 | n |  | TRUE
133 | bus_MV_62_0_node_89 | 20 | n |  | TRUE
134 | bus_MV_62_0_node_157 | 20 | n |  | TRUE
135 | bus_MV_62_0_node_90 | 20 | n |  | TRUE
136 | bus_MV_62_0_node_102 | 20 | n |  | TRUE
137 | bus_MV_62_0_node_103 | 20 | n |  | TRUE
138 | bus_MV_62_0_node_91 | 20 | n |  | TRUE
139 | bus_MV_62_0_node_153 | 20 | n |  | TRUE
140 | bus_MV_62_0_node_126 | 20 | n |  | TRUE
141 | bus_MV_62_0_node_100 | 20 | n |  | TRUE
142 | bus_MV_62_0_node_154 | 20 | n |  | TRUE
143 | bus_MV_62_0_node_94 | 20 | n |  | TRUE
144 | bus_MV_62_0_node_106 | 20 | n |  | TRUE
145 | bus_MV_62_0_node_123 | 20 | n |  | TRUE
146 | bus_MV_62_0_node_109 | 20 | n |  | TRUE
147 | bus_MV_62_0_node_124 | 20 | n |  | TRUE
148 | bus_MV_62_0_node_115 | 20 | n |  | TRUE
149 | bus_MV_62_0_node_116 | 20 | n |  | TRUE
150 | bus_MV_62_0_node_120 | 20 | n |  | TRUE
151 | bus_MV_62_0_node_165 | 20 | n |  | TRUE
152 | bus_MV_62_0_node_125 | 20 | n |  | TRUE
153 | bus_MV_62_0_node_133 | 20 | n |  | TRUE
154 | bus_MV_62_0_node_137 | 20 | n |  | TRUE
155 | bus_MV_62_0_node_142 | 20 | n |  | TRUE
156 | bus_MV_62_0_node_144 | 20 | n |  | TRUE
157 | bus_MV_62_0_node_145 | 20 | n |  | TRUE
158 | bus_MV_62_0_node_146 | 20 | n |  | TRUE
159 | bus_MV_62_0_node_148 | 20 | n |  | TRUE
160 | bus_MV_62_0_node_149 | 20 | n |  | TRUE
161 | bus_MV_62_0_node_151 | 20 | n |  | TRUE
162 | bus_MV_62_0_node_164 | 20 | n |  | TRUE
163 | bus_HV_62_0_node_117 | 110 | n |  | TRUE

## load
| name | bus | p_mw | q_mvar | const_z_percent | const_i_percent | sn_mva | scaling | in_service | type
0 | MV_62_0_load_0 | 0 | 0.18642 | 0.09029 | 0 | 0 |  | 1 | TRUE | wye
1 | MV_62_0_load_21 | 6 | 0.4059 | 0.19659 | 0 | 0 |  | 1 | TRUE | wye
2 | MV_62_0_load_18 | 8 | 0.30079 | 0.14568 | 0 | 0 |  | 1 | TRUE | wye
3 | MV_62_0_load_23 | 9 | 0.14067 | 0.068129 | 0 | 0 |  | 1 | TRUE | wye
4 | MV_62_0_load_26 | 10 | 0.30113 | 0.14584 | 0 | 0 |  | 1 | TRUE | wye
5 | MV_62_0_load_163 | 12 | 0.37174 | 0.18004 | 0 | 0 |  | 1 | TRUE | wye
6 | MV_62_0_load_5 | 13 | 0.33474 | 0.16212 | 0 | 0 |  | 1 | TRUE | wye
7 | MV_62_0_load_22 | 14 | 0.08137 | 0.039409 | 0 | 0 |  | 1 | TRUE | wye
8 | MV_62_0_load_141 | 16 | 0.078278 | 0.037912 | 0 | 0 |  | 1 | TRUE | wye
9 | MV_62_0_load_135 | 19 | 0.42541 | 0.20603 | 0 | 0 |  | 1 | TRUE | wye
10 | MV_62_0_load_168 | 23 | 0.25275 | 0.12241 | 0 | 0 |  | 1 | TRUE | wye
11 | MV_62_0_load_127 | 26 | 0.0809 | 0.039182 | 0 | 0 |  | 1 | TRUE | wye
12 | MV_62_0_load_13 | 27 | 0.23726 | 0.11491 | 0 | 0 |  | 1 | TRUE | wye
13 | MV_62_0_load_16 | 28 | 0.15683 | 0.075955 | 0 | 0 |  | 1 | TRUE | wye
14 | MV_62_0_load_110 | 31 | 0.065901 | 0.031918 | 0 | 0 |  | 1 | TRUE | wye
15 | MV_62_0_load_121 | 35 | 0.1883 | 0.0912 | 0 | 0 |  | 1 | TRUE | wye
16 | MV_62_0_load_55 | 37 | 0.18395 | 0.089089 | 0 | 0 |  | 1 | TRUE | wye
17 | MV_62_0_load_143 | 38 | 0.10335 | 0.050056 | 0 | 0 |  | 1 | TRUE | wye
18 | MV_62_0_load_140 | 40 | 0.15095 | 0.07311 | 0 | 0 |  | 1 | TRUE | wye
19 | MV_62_0_load_139 | 41 | 0.3768 | 0.18249 | 0 | 0 |  | 1 | TRUE | wye
20 | MV_62_0_load_27 | 44 | 0.36463 | 0.1766 | 0 | 0 |  | 1 | TRUE | wye
21 | MV_62_0_load_28 | 45 | 0.31175 | 0.15099 | 0 | 0 |  | 1 | TRUE | wye
22 | MV_62_0_load_44 | 47 | 0.13423 | 0.065011 | 0 | 0 |  | 1 | TRUE | wye
23 | MV_62_0_load_31 | 50 | 0.15995 | 0.077466 | 0 | 0 |  | 1 | TRUE | wye
24 | MV_62_0_load_32 | 51 | 0.33064 | 0.16014 | 0 | 0 |  | 1 | TRUE | wye
25 | MV_62_0_load_41 | 57 | 0.2846 | 0.13784 | 0 | 0 |  | 1 | TRUE | wye
26 | MV_62_0_load_43 | 58 | 0.29339 | 0.1421 | 0 | 0 |  | 1 | TRUE | wye
27 | MV_62_0_load_128 | 61 | 0.7321 | 0.35457 | 0 | 0 |  | 1 | TRUE | wye
28 | MV_62_0_load_134 | 62 | 0.21561 | 0.10442 | 0 | 0 |  | 1 | TRUE | wye
29 | MV_62_0_load_162 | 63 | 0.41491 | 0.20095 | 0 | 0 |  | 1 | TRUE | wye
30 | MV_62_0_load_169 | 65 | 0.41391 | 0.20046 | 0 | 0 |  | 1 | TRUE | wye
31 | MV_62_0_load_132 | 66 | 0.068626 | 0.033237 | 0 | 0 |  | 1 | TRUE | wye
32 | MV_62_0_load_131 | 67 | 0.29565 | 0.14319 | 0 | 0 |  | 1 | TRUE | wye
33 | MV_62_0_load_117 | 70 | 0.19008 | 0.092059 | 0 | 0 |  | 1 | TRUE | wye
34 | MV_62_0_load_160 | 71 | 0.15374 | 0.074459 | 0 | 0 |  | 1 | TRUE | wye
35 | MV_62_0_load_45 | 72 | 0.12679 | 0.061408 | 0 | 0 |  | 1 | TRUE | wye
36 | MV_62_0_load_113 | 74 | 0.052818 | 0.025581 | 0 | 0 |  | 1 | TRUE | wye
37 | MV_62_0_load_47 | 75 | 0.36691 | 0.17771 | 0 | 0 |  | 1 | TRUE | wye
38 | MV_62_0_load_152 | 77 | 0.1045 | 0.050613 | 0 | 0 |  | 1 | TRUE | wye
39 | MV_62_0_load_54 | 81 | 0.40693 | 0.19708 | 0 | 0 |  | 1 | TRUE | wye
40 | MV_62_0_load_51 | 82 | 0.3885 | 0.18816 | 0 | 0 |  | 1 | TRUE | wye
41 | MV_62_0_load_167 | 86 | 0.33565 | 0.16256 | 0 | 0 |  | 1 | TRUE | wye
42 | MV_62_0_load_63 | 89 | 0.20747 | 0.10048 | 0 | 0 |  | 1 | TRUE | wye
43 | MV_62_0_load_62 | 91 | 0.3024 | 0.14646 | 0 | 0 |  | 1 | TRUE | wye
44 | MV_62_0_load_150 | 92 | 0.13958 | 0.067602 | 0 | 0 |  | 1 | TRUE | wye
45 | MV_62_0_load_65 | 93 | 0.18526 | 0.089726 | 0 | 0 |  | 1 | TRUE | wye
46 | MV_62_0_load_64 | 94 | 0.081983 | 0.039706 | 0 | 0 |  | 1 | TRUE | wye
47 | MV_62_0_load_66 | 96 | 0.081316 | 0.039383 | 0 | 0 |  | 1 | TRUE | wye
48 | MV_62_0_load_92 | 99 | 0.19263 | 0.093294 | 0 | 0 |  | 1 | TRUE | wye
49 | MV_62_0_load_68 | 100 | 0.24297 | 0.11768 | 0 | 0 |  | 1 | TRUE | wye
50 | MV_62_0_load_96 | 104 | 0.39506 | 0.19134 | 0 | 0 |  | 1 | TRUE | wye
51 | MV_62_0_load_80 | 106 | 0.40997 | 0.19856 | 0 | 0 |  | 1 | TRUE | wye
52 | MV_62_0_load_75 | 109 | 0.27765 | 0.13447 | 0 | 0 |  | 1 | TRUE | wye
53 | MV_62_0_load_74 | 110 | 0.27561 | 0.13348 | 0 | 0 |  | 1 | TRUE | wye
54 | MV_62_0_load_159 | 112 | 0.4072 | 0.19722 | 0 | 0 |  | 1 | TRUE | wye
55 | MV_62_0_load_158 | 113 | 0.077796 | 0.037678 | 0 | 0 |  | 1 | TRUE | wye
56 | MV_62_0_load_77 | 114 | 0.17302 | 0.083798 | 0 | 0 |  | 1 | TRUE | wye
57 | MV_62_0_load_122 | 117 | 0.21312 | 0.10322 | 0 | 0 |  | 1 | TRUE | wye
58 | MV_62_0_load_156 | 119 | 0.099899 | 0.048383 | 0 | 0 |  | 1 | TRUE | wye
59 | MV_62_0_load_108 | 120 | 0.30481 | 0.14762 | 0 | 0 |  | 1 | TRUE | wye
60 | MV_62_0_load_105 | 121 | 0.4149 | 0.20095 | 0 | 0 |  | 1 | TRUE | wye
61 | MV_62_0_load_84 | 125 | 0.34474 | 0.16696 | 0 | 0 |  | 1 | TRUE | wye
62 | MV_62_0_load_99 | 127 | 0.070907 | 0.034342 | 0 | 0 |  | 1 | TRUE | wye
63 | MV_62_0_load_97 | 128 | 0.21217 | 0.10276 | 0 | 0 |  | 1 | TRUE | wye
64 | MV_62_0_load_119 | 129 | 0.2578 | 0.12486 | 0 | 0 |  | 1 | TRUE | wye
65 | MV_62_0_load_101 | 131 | 0.30611 | 0.14826 | 0 | 0 |  | 1 | TRUE | wye
66 | MV_62_0_load_88 | 132 | 0.37483 | 0.18154 | 0 | 0 |  | 1 | TRUE | wye
67 | MV_62_0_load_157 | 134 | 0.11191 | 0.054202 | 0 | 0 |  | 1 | TRUE | wye
68 | MV_62_0_load_90 | 135 | 0.17884 | 0.086616 | 0 | 0 |  | 1 | TRUE | wye
69 | MV_62_0_load_153 | 139 | 0.10578 | 0.051229 | 0 | 0 |  | 1 | TRUE | wye
70 | MV_62_0_load_126 | 140 | 0.26127 | 0.12654 | 0 | 0 |  | 1 | TRUE | wye
71 | MV_62_0_load_123 | 145 | 0.35131 | 0.17015 | 0 | 0 |  | 1 | TRUE | wye
72 | MV_62_0_load_109 | 146 | 0.17565 | 0.08507 | 0 | 0 |  | 1 | TRUE | wye
73 | MV_62_0_load_120 | 150 | 0.18444 | 0.089327 | 0 | 0 |  | 1 | TRUE | wye
74 | MV_62_0_load_165 | 151 | 0.17016 | 0.082412 | 0 | 0 |  | 1 | TRUE | wye
75 | MV_62_0_load_133 | 153 | 0.21412 | 0.1037 | 0 | 0 |  | 1 | TRUE | wye
76 | MV_62_0_load_142 | 155 | 0.081168 | 0.039312 | 0 | 0 |  | 1 | TRUE | wye
77 | MV_62_0_load_144 | 156 | 0.069463 | 0.033642 | 0 | 0 |  | 1 | TRUE | wye
78 | MV_62_0_load_145 | 157 | 0.083562 | 0.040471 | 0 | 0 |  | 1 | TRUE | wye
79 | MV_62_0_load_151 | 161 | 0.082779 | 0.040092 | 0 | 0 |  | 1 | TRUE | wye
80 | MV_62_0_load_164 | 162 | 0.38348 | 0.18573 | 0 | 0 |  | 1 | TRUE | wye

## ext_grid
| name | bus | vm_pu | va_degree | slack_weight | in_service
0 |  | 70 | 1 | 0 | 1 | TRUE

## line
| name | std_type | from_bus | to_bus | length_km | r_ohm_per_km | x_ohm_per_km | c_nf_per_km | g_us_per_km | max_i_ka | df | parallel | type | in_service
0 | MV_62_0_line_0 |  | 0 | 1 | 0.14392 | 0.445 | 0.132 | 190 | 0 | 0.22 | 1 | 1 | cs | TRUE
1 | MV_62_0_line_1 |  | 1 | 2 | 0.47425 | 0.445 | 0.132 | 190 | 0 | 0.22 | 1 | 1 | cs | TRUE
2 | MV_62_0_line_2 |  | 2 | 7 | 0.83524 | 0.445 | 0.132 | 190 | 0 | 0.22 | 1 | 1 | cs | TRUE
3 | MV_62_0_line_3 |  | 2 | 8 | 0.078846 | 0.445 | 0.132 | 190 | 0 | 0.22 | 1 | 1 | cs | TRUE
4 | MV_62_0_line_4 |  | 3 | 4 | 0.49245 | 0.445 | 0.132 | 190 | 0 | 0.22 | 1 | 1 | cs | TRUE
5 | MV_62_0_line_5 |  | 3 | 5 | 0.486 | 0.445 | 0.132 | 190 | 0 | 0.22 | 1 | 1 | cs | TRUE
6 | MV_62_0_line_6 |  | 3 | 6 | 0.045162 | 0.5939 | 0.372 | 9.5 | 0 | 0.21 | 1 | 1 | ol | TRUE
7 | MV_62_0_line_7 |  | 4 | 9 | 0.020765 | 0.445 | 0.132 | 190 | 0 | 0.22 | 1 | 1 | cs | TRUE
8 | MV_62_0_line_8 |  | 4 | 10 | 0.17928 | 0.5939 | 0.372 | 9.5 | 0 | 0.21 | 1 | 1 | ol | TRUE
9 | MV_62_0_line_9 |  | 4 | 11 | 0.57257 | 0.445 | 0.132 | 190 | 0 | 0.22 | 1 | 1 | cs | TRUE
10 | MV_62_0_line_10 |  | 5 | 12 | 0.092778 | 0.445 | 0.132 | 190 | 0 | 0.22 | 1 | 1 | cs | TRUE
11 | MV_62_0_line_11 |  | 6 | 14 | 0.053762 | 0.445 | 0.132 | 190 | 0 | 0.22 | 1 | 1 | cs | TRUE
12 | MV_62_0_line_12 |  | 7 | 18 | 0.016492 | 0.445 | 0.132 | 190 | 0 | 0.22 | 1 | 1 | cs | TRUE
13 | MV_62_0_line_13 |  | 7 | 19 | 0.034994 | 0.445 | 0.132 | 190 | 0 | 0.22 | 1 | 1 | cs | TRUE
14 | MV_62_0_line_14 |  | 7 | 15 | 0.13981 | 0.445 | 0.132 | 190 | 0 | 0.22 | 1 | 1 | cs | TRUE
15 | MV_62_0_line_15 |  | 9 | 34 | 0.024941 | 0.445 | 0.132 | 190 | 0 | 0.22 | 1 | 1 | cs | TRUE
16 | MV_62_0_line_16 |  | 11 | 13 | 0.048376 | 0.445 | 0.132 | 190 | 0 | 0.22 | 1 | 1 | cs | TRUE
17 | MV_62_0_line_17 |  | 12 | 35 | 2.1485 | 0.119 | 0.32 | 11 | 0 | 0.645 | 1 | 1 | ol | TRUE
18 | MV_62_0_line_18 |  | 13 | 20 | 0.0104 | 0.445 | 0.132 | 190 | 0 | 0.22 | 1 | 1 | cs | TRUE
19 | MV_62_0_line_19 |  | 15 | 16 | 0.069284 | 0.445 | 0.132 | 190 | 0 | 0.22 | 1 | 1 | cs | TRUE
20 | MV_62_0_line_20 |  | 15 | 17 | 0.049355 | 0.445 | 0.132 | 190 | 0 | 0.22 | 1 | 1 | cs | TRUE
21 | MV_62_0_line_21 |  | 16 | 38 | 0.062754 | 0.445 | 0.132 | 190 | 0 | 0.22 | 1 | 1 | cs | TRUE
22 | MV_62_0_line_22 |  | 17 | 39 | 0.23447 | 0.161 | 0.117 | 273 | 0 | 0.362 | 1 | 1 | cs | TRUE
23 | MV_62_0_line_23 |  | 17 | 40 | 0.1384 | 0.161 | 0.117 | 273 | 0 | 0.362 | 1 | 1 | cs | TRUE
24 | MV_62_0_line_24 |  | 18 | 41 | 0.023918 | 0.445 | 0.132 | 190 | 0 | 0.22 | 1 | 1 | cs | TRUE
25 | MV_62_0_line_25 |  | 19 | 42 | 0.025133 | 0.445 | 0.132 | 190 | 0 | 0.22 | 1 | 1 | cs | TRUE
26 | MV_62_0_line_26 |  | 20 | 21 | 0.2025 | 0.445 | 0.132 | 190 | 0 | 0.22 | 1 | 1 | cs | TRUE
27 | MV_62_0_line_27 |  | 21 | 27 | 0.05582 | 0.445 | 0.132 | 190 | 0 | 0.22 | 1 | 1 | cs | TRUE
28 | MV_62_0_line_28 |  | 21 | 22 | 0.59459 | 0.445 | 0.132 | 190 | 0 | 0.22 | 1 | 1 | cs | TRUE
29 | MV_62_0_line_29 |  | 21 | 25 | 0.57463 | 0.445 | 0.132 | 190 | 0 | 0.22 | 1 | 1 | cs | TRUE
30 | MV_62_0_line_30 |  | 22 | 23 | 0.054079 | 0.445 | 0.132 | 190 | 0 | 0.22 | 1 | 1 | cs | TRUE
31 | MV_62_0_line_31 |  | 22 | 24 | 0.74484 | 0.5939 | 0.372 | 9.5 | 0 | 0.21 | 1 | 1 | ol | TRUE
32 | MV_62_0_line_32 |  | 24 | 28 | 0.014635 | 0.445 | 0.132 | 190 | 0 | 0.22 | 1 | 1 | cs | TRUE
33 | MV_62_0_line_33 |  | 25 | 26 | 0.035291 | 0.445 | 0.132 | 190 | 0 | 0.22 | 1 | 1 | cs | TRUE
34 | MV_62_0_line_34 |  | 27 | 33 | 0.030515 | 0.445 | 0.132 | 190 | 0 | 0.22 | 1 | 1 | cs | TRUE
35 | MV_62_0_line_35 |  | 29 | 30 | 1.1931 | 0.103 | 0.058 | 500 | 0 | 0.638 | 1 | 1 | cs | TRUE
36 | MV_62_0_line_36 |  | 29 | 31 | 0.037842 | 0.445 | 0.132 | 190 | 0 | 0.22 | 1 | 1 | cs | TRUE
37 | MV_62_0_line_37 |  | 29 | 32 | 0.67092 | 0.103 | 0.058 | 500 | 0 | 0.638 | 1 | 1 | cs | TRUE
38 | MV_62_0_line_38 |  | 30 | 84 | 0.32135 | 0.103 | 0.058 | 500 | 0 | 0.638 | 1 | 1 | cs | TRUE
39 | MV_62_0_line_39 |  | 30 | 35 | 0.037203 | 0.119 | 0.32 | 11 | 0 | 0.645 | 1 | 1 | ol | TRUE
40 | MV_62_0_line_40 |  | 32 | 82 | 0.056556 | 0.103 | 0.058 | 500 | 0 | 0.638 | 1 | 1 | cs | TRUE
41 | MV_62_0_line_41 |  | 33 | 36 | 0.68924 | 0.445 | 0.132 | 190 | 0 | 0.22 | 1 | 1 | cs | TRUE
42 | MV_62_0_line_42 |  | 34 | 43 | 0.43475 | 0.445 | 0.132 | 190 | 0 | 0.22 | 1 | 1 | cs | TRUE
43 | MV_62_0_line_43 |  | 36 | 37 | 0.055406 | 0.445 | 0.132 | 190 | 0 | 0.22 | 1 | 1 | cs | TRUE
44 | MV_62_0_line_44 |  | 39 | 66 | 0.031618 | 0.445 | 0.132 | 190 | 0 | 0.22 | 1 | 1 | cs | TRUE
45 | MV_62_0_line_45 |  | 39 | 67 | 0.049115 | 0.445 | 0.132 | 190 | 0 | 0.22 | 1 | 1 | cs | TRUE
46 | MV_62_0_line_46 |  | 39 | 59 | 0.41379 | 0.445 | 0.132 | 190 | 0 | 0.22 | 1 | 1 | cs | TRUE
47 | MV_62_0_line_47 |  | 40 | 72 | 0.45467 | 0.306 | 0.35 | 10 | 0 | 0.35 | 1 | 1 | ol | TRUE
48 | MV_62_0_line_48 |  | 41 | 156 | 0.017573 | 0.5939 | 0.372 | 9.5 | 0 | 0.21 | 1 | 1 | ol | TRUE
49 | MV_62_0_line_49 |  | 42 | 154 | 0.2075 | 0.445 | 0.132 | 190 | 0 | 0.22 | 1 | 1 | cs | TRUE
50 | MV_62_0_line_50 |  | 43 | 44 | 0.059375 | 0.5939 | 0.372 | 9.5 | 0 | 0.21 | 1 | 1 | ol | TRUE
51 | MV_62_0_line_51 |  | 45 | 46 | 0.064618 | 0.445 | 0.132 | 190 | 0 | 0.22 | 1 | 1 | cs | TRUE
52 | MV_62_0_line_52 |  | 45 | 47 | 2.6132 | 0.5939 | 0.372 | 9.5 | 0 | 0.21 | 1 | 1 | ol | TRUE
53 | MV_62_0_line_53 |  | 46 | 48 | 0.59237 | 0.445 | 0.132 | 190 | 0 | 0.22 | 1 | 1 | cs | TRUE
54 | MV_62_0_line_54 |  | 47 | 49 | 0.004724 | 0.445 | 0.132 | 190 | 0 | 0.22 | 1 | 1 | cs | TRUE
55 | MV_62_0_line_55 |  | 48 | 50 | 0.019392 | 0.445 | 0.132 | 190 | 0 | 0.22 | 1 | 1 | cs | TRUE
56 | MV_62_0_line_56 |  | 49 | 52 | 0.14558 | 0.5939 | 0.372 | 9.5 | 0 | 0.21 | 1 | 1 | ol | TRUE
57 | MV_62_0_line_57 |  | 51 | 52 | 0.056491 | 0.5939 | 0.372 | 9.5 | 0 | 0.21 | 1 | 1 | ol | TRUE
58 | MV_62_0_line_58 |  | 52 | 53 | 0.77371 | 0.445 | 0.132 | 190 | 0 | 0.22 | 1 | 1 | cs | TRUE
59 | MV_62_0_line_59 |  | 52 | 54 | 0.28781 | 0.445 | 0.132 | 190 | 0 | 0.22 | 1 | 1 | cs | TRUE
60 | MV_62_0_line_60 |  | 52 | 55 | 0.83718 | 0.445 | 0.132 | 190 | 0 | 0.22 | 1 | 1 | cs | TRUE
61 | MV_62_0_line_61 |  | 53 | 56 | 0.22251 | 0.445 | 0.132 | 190 | 0 | 0.22 | 1 | 1 | cs | TRUE
62 | MV_62_0_line_62 |  | 53 | 57 | 0.076012 | 0.445 | 0.132 | 190 | 0 | 0.22 | 1 | 1 | cs | TRUE
63 | MV_62_0_line_63 |  | 54 | 58 | 0.021685 | 0.445 | 0.132 | 190 | 0 | 0.22 | 1 | 1 | cs | TRUE
64 | MV_62_0_line_64 |  | 55 | 63 | 0.091717 | 0.5939 | 0.372 | 9.5 | 0 | 0.21 | 1 | 1 | ol | TRUE
65 | MV_62_0_line_65 |  | 55 | 60 | 0.96455 | 0.445 | 0.132 | 190 | 0 | 0.22 | 1 | 1 | cs | TRUE
66 | MV_62_0_line_66 |  | 56 | 64 | 0.25222 | 0.5939 | 0.372 | 9.5 | 0 | 0.21 | 1 | 1 | ol | TRUE
67 | MV_62_0_line_67 |  | 56 | 65 | 0.058766 | 0.5939 | 0.372 | 9.5 | 0 | 0.21 | 1 | 1 | ol | TRUE
68 | MV_62_0_line_68 |  | 59 | 60 | 0.46376 | 0.445 | 0.132 | 190 | 0 | 0.22 | 1 | 1 | cs | TRUE
69 | MV_62_0_line_69 |  | 59 | 61 | 0.064216 | 0.445 | 0.132 | 190 | 0 | 0.22 | 1 | 1 | cs | TRUE
70 | MV_62_0_line_70 |  | 60 | 62 | 0.083895 | 0.445 | 0.132 | 190 | 0 | 0.22 | 1 | 1 | cs | TRUE
71 | MV_62_0_line_71 |  | 64 | 71 | 0.065508 | 0.445 | 0.132 | 190 | 0 | 0.22 | 1 | 1 | cs | TRUE
72 | MV_62_0_line_72 |  | 66 | 153 | 0.01177 | 0.445 | 0.132 | 190 | 0 | 0.22 | 1 | 1 | cs | TRUE
73 | MV_62_0_line_73 |  | 68 | 69 | 0.93428 | 0.119 | 0.32 | 11 | 0 | 0.645 | 1 | 1 | ol | TRUE
74 | MV_62_0_line_74 |  | 68 | 70 | 0.10105 | 0.103 | 0.058 | 500 | 0 | 0.638 | 1 | 1 | cs | TRUE
75 | MV_62_0_line_75 |  | 69 | 151 | 0.16189 | 0.119 | 0.32 | 11 | 0 | 0.645 | 1 | 1 | ol | TRUE
76 | MV_62_0_line_76 |  | 69 | 142 | 1.2314 | 0.103 | 0.058 | 500 | 0 | 0.638 | 1 | 1 | cs | TRUE
77 | MV_62_0_line_77 |  | 70 | 74 | 1.1236 | 0.119 | 0.32 | 11 | 0 | 0.645 | 1 | 1 | ol | TRUE
78 | MV_62_0_line_78 |  | 70 | 73 | 0.58827 | 0.119 | 0.32 | 11 | 0 | 0.645 | 1 | 1 | ol | TRUE
79 | MV_62_0_line_79 |  | 72 | 73 | 0.17706 | 0.161 | 0.117 | 273 | 0 | 0.362 | 1 | 1 | cs | TRUE
80 | MV_62_0_line_80 |  | 74 | 85 | 0.10622 | 0.103 | 0.058 | 500 | 0 | 0.638 | 1 | 1 | cs | TRUE
81 | MV_62_0_line_81 |  | 75 | 76 | 0.053815 | 0.103 | 0.058 | 500 | 0 | 0.638 | 1 | 1 | cs | TRUE
82 | MV_62_0_line_82 |  | 75 | 77 | 2.2772 | 0.119 | 0.32 | 11 | 0 | 0.645 | 1 | 1 | ol | TRUE
83 | MV_62_0_line_83 |  | 76 | 78 | 0.30105 | 0.445 | 0.132 | 190 | 0 | 0.22 | 1 | 1 | cs | TRUE
84 | MV_62_0_line_84 |  | 76 | 79 | 0.6658 | 0.103 | 0.058 | 500 | 0 | 0.638 | 1 | 1 | cs | TRUE
85 | MV_62_0_line_85 |  | 77 | 80 | 0.11793 | 0.445 | 0.132 | 190 | 0 | 0.22 | 1 | 1 | cs | TRUE
86 | MV_62_0_line_86 |  | 78 | 81 | 0.079436 | 0.445 | 0.132 | 190 | 0 | 0.22 | 1 | 1 | cs | TRUE
87 | MV_62_0_line_87 |  | 79 | 82 | 0.0024977 | 0.103 | 0.058 | 500 | 0 | 0.638 | 1 | 1 | cs | TRUE
88 | MV_62_0_line_88 |  | 80 | 83 | 0.35415 | 0.445 | 0.132 | 190 | 0 | 0.22 | 1 | 1 | cs | TRUE
89 | MV_62_0_line_89 |  | 83 | 93 | 0.04773 | 0.5939 | 0.372 | 9.5 | 0 | 0.21 | 1 | 1 | ol | TRUE
90 | MV_62_0_line_90 |  | 83 | 88 | 0.62367 | 0.445 | 0.132 | 190 | 0 | 0.22 | 1 | 1 | cs | TRUE
91 | MV_62_0_line_91 |  | 84 | 85 | 0.85278 | 0.119 | 0.32 | 11 | 0 | 0.645 | 1 | 1 | ol | TRUE
92 | MV_62_0_line_92 |  | 84 | 86 | 0.088482 | 0.5939 | 0.372 | 9.5 | 0 | 0.21 | 1 | 1 | ol | TRUE
93 | MV_62_0_line_93 |  | 86 | 148 | 0.031643 | 0.445 | 0.132 | 190 | 0 | 0.22 | 1 | 1 | cs | TRUE
94 | MV_62_0_line_94 |  | 87 | 88 | 0.47005 | 0.445 | 0.132 | 190 | 0 | 0.22 | 1 | 1 | cs | TRUE
95 | MV_62_0_line_95 |  | 87 | 89 | 0.098023 | 0.445 | 0.132 | 190 | 0 | 0.22 | 1 | 1 | cs | TRUE
96 | MV_62_0_line_96 |  | 88 | 90 | 1.0028 | 0.445 | 0.132 | 190 | 0 | 0.22 | 1 | 1 | cs | TRUE
97 | MV_62_0_line_97 |  | 88 | 91 | 0.086995 | 0.5939 | 0.372 | 9.5 | 0 | 0.21 | 1 | 1 | ol | TRUE
98 | MV_62_0_line_98 |  | 89 | 94 | 0.18395 | 0.445 | 0.132 | 190 | 0 | 0.22 | 1 | 1 | cs | TRUE
99 | MV_62_0_line_99 |  | 90 | 92 | 0.10645 | 0.445 | 0.132 | 190 | 0 | 0.22 | 1 | 1 | cs | TRUE
100 | MV_62_0_line_100 |  | 92 | 95 | 0.058509 | 0.445 | 0.132 | 190 | 0 | 0.22 | 1 | 1 | cs | TRUE
101 | MV_62_0_line_101 |  | 95 | 157 | 0.066445 | 0.445 | 0.132 | 190 | 0 | 0.22 | 1 | 1 | cs | TRUE
102 | MV_62_0_line_102 |  | 96 | 97 | 0.44047 | 0.445 | 0.132 | 190 | 0 | 0.22 | 1 | 1 | cs | TRUE
103 | MV_62_0_line_103 |  | 97 | 98 | 2.0531 | 0.306 | 0.35 | 10 | 0 | 0.35 | 1 | 1 | ol | TRUE
104 | MV_62_0_line_104 |  | 98 | 99 | 0.01423 | 0.161 | 0.117 | 273 | 0 | 0.362 | 1 | 1 | cs | TRUE
105 | MV_62_0_line_105 |  | 99 | 143 | 0.095433 | 0.161 | 0.117 | 273 | 0 | 0.362 | 1 | 1 | cs | TRUE
106 | MV_62_0_line_106 |  | 100 | 101 | 0.022673 | 0.445 | 0.132 | 190 | 0 | 0.22 | 1 | 1 | cs | TRUE
107 | MV_62_0_line_107 |  | 101 | 102 | 0.23995 | 0.445 | 0.132 | 190 | 0 | 0.22 | 1 | 1 | cs | TRUE
108 | MV_62_0_line_108 |  | 102 | 103 | 0.50536 | 0.161 | 0.117 | 273 | 0 | 0.362 | 1 | 1 | cs | TRUE
109 | MV_62_0_line_109 |  | 102 | 104 | 0.052151 | 0.161 | 0.117 | 273 | 0 | 0.362 | 1 | 1 | cs | TRUE
110 | MV_62_0_line_110 |  | 103 | 107 | 0.22768 | 0.161 | 0.117 | 273 | 0 | 0.362 | 1 | 1 | cs | TRUE
111 | MV_62_0_line_111 |  | 103 | 108 | 0.21675 | 0.161 | 0.117 | 273 | 0 | 0.362 | 1 | 1 | cs | TRUE
112 | MV_62_0_line_112 |  | 103 | 109 | 0.037524 | 0.445 | 0.132 | 190 | 0 | 0.22 | 1 | 1 | cs | TRUE
113 | MV_62_0_line_113 |  | 103 | 105 | 0.55804 | 0.445 | 0.132 | 190 | 0 | 0.22 | 1 | 1 | cs | TRUE
114 | MV_62_0_line_114 |  | 104 | 111 | 0.04299 | 0.161 | 0.117 | 273 | 0 | 0.362 | 1 | 1 | cs | TRUE
115 | MV_62_0_line_115 |  | 105 | 106 | 0.002878 | 0.445 | 0.132 | 190 | 0 | 0.22 | 1 | 1 | cs | TRUE
116 | MV_62_0_line_116 |  | 107 | 112 | 0.048126 | 0.161 | 0.117 | 273 | 0 | 0.362 | 1 | 1 | cs | TRUE
117 | MV_62_0_line_117 |  | 108 | 110 | 0.10751 | 0.306 | 0.35 | 10 | 0 | 0.35 | 1 | 1 | ol | TRUE
118 | MV_62_0_line_118 |  | 111 | 143 | 0.14707 | 0.161 | 0.117 | 273 | 0 | 0.362 | 1 | 1 | cs | TRUE
119 | MV_62_0_line_119 |  | 112 | 113 | 0.067449 | 0.119 | 0.32 | 11 | 0 | 0.645 | 1 | 1 | ol | TRUE
120 | MV_62_0_line_120 |  | 113 | 152 | 0.085979 | 0.119 | 0.32 | 11 | 0 | 0.645 | 1 | 1 | ol | TRUE
121 | MV_62_0_line_121 |  | 114 | 115 | 0.062168 | 0.445 | 0.132 | 190 | 0 | 0.22 | 1 | 1 | cs | TRUE
122 | MV_62_0_line_122 |  | 115 | 116 | 0.18779 | 0.103 | 0.058 | 500 | 0 | 0.638 | 1 | 1 | cs | TRUE
123 | MV_62_0_line_123 |  | 115 | 117 | 0.11996 | 0.119 | 0.32 | 11 | 0 | 0.645 | 1 | 1 | ol | TRUE
124 | MV_62_0_line_124 |  | 116 | 118 | 0.038437 | 0.103 | 0.058 | 500 | 0 | 0.638 | 1 | 1 | cs | TRUE
125 | MV_62_0_line_125 |  | 116 | 119 | 0.070973 | 0.103 | 0.058 | 500 | 0 | 0.638 | 1 | 1 | cs | TRUE
126 | MV_62_0_line_126 |  | 118 | 120 | 0.14648 | 0.119 | 0.32 | 11 | 0 | 0.645 | 1 | 1 | ol | TRUE
127 | MV_62_0_line_127 |  | 119 | 121 | 0.1302 | 0.119 | 0.32 | 11 | 0 | 0.645 | 1 | 1 | ol | TRUE
128 | MV_62_0_line_128 |  | 120 | 124 | 0.11895 | 0.103 | 0.058 | 500 | 0 | 0.638 | 1 | 1 | cs | TRUE
129 | MV_62_0_line_129 |  | 120 | 122 | 0.052455 | 0.103 | 0.058 | 500 | 0 | 0.638 | 1 | 1 | cs | TRUE
130 | MV_62_0_line_130 |  | 121 | 146 | 0.11968 | 0.119 | 0.32 | 11 | 0 | 0.645 | 1 | 1 | ol | TRUE
131 | MV_62_0_line_131 |  | 122 | 123 | 0.15662 | 0.103 | 0.058 | 500 | 0 | 0.638 | 1 | 1 | cs | TRUE
132 | MV_62_0_line_132 |  | 123 | 126 | 0.26655 | 0.122 | 0.112 | 304 | 0 | 0.421 | 1 | 1 | cs | TRUE
133 | MV_62_0_line_133 |  | 123 | 125 | 0.069665 | 0.119 | 0.32 | 11 | 0 | 0.645 | 1 | 1 | ol | TRUE
134 | MV_62_0_line_134 |  | 124 | 144 | 0.042077 | 0.103 | 0.058 | 500 | 0 | 0.638 | 1 | 1 | cs | TRUE
135 | MV_62_0_line_135 |  | 126 | 129 | 0.050228 | 0.2376 | 0.344 | 10.3 | 0 | 0.41 | 1 | 1 | ol | TRUE
136 | MV_62_0_line_136 |  | 127 | 128 | 0.040894 | 0.445 | 0.132 | 190 | 0 | 0.22 | 1 | 1 | cs | TRUE
137 | MV_62_0_line_137 |  | 128 | 141 | 0.097189 | 0.103 | 0.058 | 500 | 0 | 0.638 | 1 | 1 | cs | TRUE
138 | MV_62_0_line_138 |  | 128 | 130 | 0.077606 | 0.119 | 0.32 | 11 | 0 | 0.645 | 1 | 1 | ol | TRUE
139 | MV_62_0_line_139 |  | 130 | 131 | 0.032447 | 0.445 | 0.132 | 190 | 0 | 0.22 | 1 | 1 | cs | TRUE
140 | MV_62_0_line_140 |  | 132 | 133 | 0.16962 | 0.119 | 0.32 | 11 | 0 | 0.645 | 1 | 1 | ol | TRUE
141 | MV_62_0_line_141 |  | 132 | 134 | 0.31412 | 0.119 | 0.32 | 11 | 0 | 0.645 | 1 | 1 | ol | TRUE
142 | MV_62_0_line_142 |  | 133 | 135 | 0.18501 | 0.103 | 0.058 | 500 | 0 | 0.638 | 1 | 1 | cs | TRUE
143 | MV_62_0_line_143 |  | 134 | 136 | 0.03947 | 0.103 | 0.058 | 500 | 0 | 0.638 | 1 | 1 | cs | TRUE
144 | MV_62_0_line_144 |  | 135 | 137 | 0.15477 | 0.119 | 0.32 | 11 | 0 | 0.645 | 1 | 1 | ol | TRUE
145 | MV_62_0_line_145 |  | 136 | 145 | 0.16517 | 0.119 | 0.32 | 11 | 0 | 0.645 | 1 | 1 | ol | TRUE
146 | MV_62_0_line_146 |  | 137 | 140 | 0.054992 | 0.161 | 0.117 | 273 | 0 | 0.362 | 1 | 1 | cs | TRUE
147 | MV_62_0_line_147 |  | 137 | 141 | 0.29463 | 0.103 | 0.058 | 500 | 0 | 0.638 | 1 | 1 | cs | TRUE
148 | MV_62_0_line_148 |  | 137 | 138 | 0.74686 | 0.119 | 0.32 | 11 | 0 | 0.645 | 1 | 1 | ol | TRUE
149 | MV_62_0_line_149 |  | 138 | 139 | 0.25708 | 0.103 | 0.058 | 500 | 0 | 0.638 | 1 | 1 | cs | TRUE
150 | MV_62_0_line_150 |  | 139 | 142 | 0.099611 | 0.103 | 0.058 | 500 | 0 | 0.638 | 1 | 1 | cs | TRUE
151 | MV_62_0_line_151 |  | 141 | 144 | 0.12569 | 0.119 | 0.32 | 11 | 0 | 0.645 | 1 | 1 | ol | TRUE
152 | MV_62_0_line_152 |  | 145 | 147 | 0.071985 | 0.103 | 0.058 | 500 | 0 | 0.638 | 1 | 1 | cs | TRUE
153 | MV_62_0_line_153 |  | 147 | 152 | 0.075646 | 0.103 | 0.058 | 500 | 0 | 0.638 | 1 | 1 | cs | TRUE
154 | MV_62_0_line_154 |  | 148 | 149 | 0.50523 | 0.445 | 0.132 | 190 | 0 | 0.22 | 1 | 1 | cs | TRUE
155 | MV_62_0_line_155 |  | 149 | 150 | 0.051911 | 0.445 | 0.132 | 190 | 0 | 0.22 | 1 | 1 | cs | TRUE
156 | MV_62_0_line_156 |  | 154 | 155 | 0.059225 | 0.445 | 0.132 | 190 | 0 | 0.22 | 1 | 1 | cs | TRUE
157 | MV_62_0_line_157 |  | 157 | 158 | 0.053409 | 0.445 | 0.132 | 190 | 0 | 0.22 | 1 | 1 | cs | TRUE
158 | MV_62_0_line_158 |  | 158 | 159 | 0.03872 | 0.445 | 0.132 | 190 | 0 | 0.22 | 1 | 1 | cs | TRUE
159 | MV_62_0_line_159 |  | 159 | 160 | 0.24613 | 0.445 | 0.132 | 190 | 0 | 0.22 | 1 | 1 | cs | TRUE
160 | MV_62_0_line_160 |  | 159 | 161 | 0.058365 | 0.445 | 0.132 | 190 | 0 | 0.22 | 1 | 1 | cs | TRUE
161 | MV_62_0_line_161 |  | 160 | 162 | 0.088642 | 0.445 | 0.132 | 190 | 0 | 0.22 | 1 | 1 | cs | TRUE

## trafo
| name | std_type | hv_bus | lv_bus | sn_mva | vn_hv_kv | vn_lv_kv | vk_percent | vkr_percent | pfe_kw | i0_percent | shift_degree | tap_side | tap_neutral | tap_min | tap_max | tap_step_percent | tap_step_degree | tap_pos | tap_phase_shifter | parallel | df | in_service
0 | MV_62_0_trafo_117 | 25 MVA 110/20 kV | 163 | 70 | 25 | 110 | 20 | 12 | 0.41 | 14 | 0.07 | 150 | hv | 0 | -9 | 9 | 1.5 | 0 | 0 | FALSE | 1 | 1 | TRUE

## bus_geodata
| x | y | coords
0 | 2717054.0359 | 1112396.8939
1 | 2717133.0562 | 1112483.9343
2 | 2717311.7773 | 1112265.1522
3 | 2716809.7125 | 1112280.5036
4 | 2716623.8516 | 1112150.983
5 | 2716494.8469 | 1112539.7659
6 | 2716803.7522 | 1112235.7363
7 | 2717764.2715 | 1112624.5006
8 | 2717232.7164 | 1112266.8576
9 | 2716633.0962 | 1112132.3815
10 | 2716446.097 | 1112127.6178
11 | 2716137.5448 | 1112296.5922
12 | 2716453.0665 | 1112622.6192
13 | 2716144.5547 | 1112323.9449
14 | 2716750.0096 | 1112236.1537
15 | 2717867.8667 | 1112625.6921
16 | 2717835.8145 | 1112687.1163
17 | 2717912.2508 | 1112647.5033
18 | 2717749.0837 | 1112617.9679
19 | 2717748.3711 | 1112655.6736
20 | 2716134.1309 | 1112324.3344
21 | 2715989.0706 | 1112341.5251
22 | 2716147.1271 | 1112060.7167
23 | 2716201.2112 | 1112064.8111
24 | 2716230.1058 | 1111320.5181
25 | 2715697.8721 | 1112498.0672
26 | 2715694.0285 | 1112462.9862
27 | 2715933.1564 | 1112338.6983
28 | 2716243.8012 | 1111315.2548
29 | 2715332.9171 | 1114954.8856
30 | 2715865.2487 | 1114725.3841
31 | 2715337.3791 | 1114918.5017
32 | 2714859.9119 | 1114862.2749
33 | 2715902.7311 | 1112335.6368
34 | 2716645.4143 | 1112110.6816
35 | 2715886.9829 | 1114695.1904
36 | 2715465.7067 | 1112154.1884
37 | 2715413.0901 | 1112136.3636
38 | 2717806.7003 | 1112742.7077
39 | 2718068.9617 | 1112621.6685
40 | 2717846.4416 | 1112769.2604
41 | 2717738.3986 | 1112639.3749
42 | 2717736.9514 | 1112678.062
43 | 2716877.9145 | 1111895.0458
44 | 2716900.5647 | 1111949.9306
45 | 2719773.0357 | 1109949.8563
46 | 2719732.9858 | 1109900.0759
47 | 2718975.4284 | 1112438.3399
48 | 2719455.4989 | 1109772.5955
49 | 2718974.0569 | 1112442.8605
50 | 2719457.2125 | 1109753.5051
51 | 2719045.0643 | 1112539.131
52 | 2719010.4889 | 1112583.8051
53 | 2718977.1142 | 1112955.3483
54 | 2718753.3687 | 1112555.9449
55 | 2718511.0154 | 1113075.5018
56 | 2719127.2249 | 1112899.2242
57 | 2718910.2703 | 1112918.8009
58 | 2718734.4139 | 1112545.3109
59 | 2718178.7071 | 1112876.4355
60 | 2718320.5494 | 1112706.0747
61 | 2718234.9228 | 1112907.4751
62 | 2718266.5362 | 1112668.1951
63 | 2718576.2971 | 1113011.0787
64 | 2719153.1976 | 1113150.106
65 | 2719178.8668 | 1112927.2693
66 | 2718078.2743 | 1112593.1685
67 | 2718111.2157 | 1112646.706
68 | 2718130.8977 | 1113942.551
69 | 2719033.1859 | 1114184.933
70 | 2718037.7254 | 1113902.7869
71 | 2719209.5395 | 1113183.8032
72 | 2717841.4112 | 1113223.9066
73 | 2717762.8946 | 1113382.6665
74 | 2716975.5013 | 1114269.0002
75 | 2714324.4063 | 1114766.3757
76 | 2714331.9806 | 1114817.6861
77 | 2714528.7097 | 1112498.3828
78 | 2714346.4129 | 1115005.6838
79 | 2714801.2775 | 1114869.3021
80 | 2714645.9151 | 1112485.3333
81 | 2714399.9778 | 1115064.1225
82 | 2714803.7574 | 1114869.0049
83 | 2714688.0556 | 1112191.9114
84 | 2716185.6023 | 1114748.6875
85 | 2716950.8268 | 1114372.3051
86 | 2716273.7006 | 1114756.9157
87 | 2715106.886 | 1112107.2906
88 | 2714895.9318 | 1111858.7788
89 | 2715101.9283 | 1112205.1622
90 | 2713969.1079 | 1111914.4155
91 | 2714869.969 | 1111941.8093
92 | 2713870.3003 | 1111952.3005
93 | 2714692.3564 | 1112239.4468
94 | 2715094.4903 | 1112388.9564
95 | 2713817.4741 | 1111977.4541
96 | 2718655.1535 | 1118069.9988
97 | 2718684.4186 | 1117819.624
98 | 2720342.5206 | 1116608.8485
99 | 2720356.3169 | 1116612.4917
100 | 2720604.7121 | 1116515.0859
101 | 2720601.5055 | 1116492.6956
102 | 2720438.0683 | 1116501.5176
103 | 2720519.136 | 1116168.5676
104 | 2720392.4193 | 1116476.0597
105 | 2720231.3381 | 1116360.3933
106 | 2720229.154 | 1116362.2735
107 | 2720561.703 | 1115969.5554
108 | 2720579.833 | 1116350.5778
109 | 2720481.5014 | 1116168.3079
110 | 2720683.7175 | 1116322.8824
111 | 2720367.4064 | 1116511.0646
112 | 2720550.2383 | 1115922.8175
113 | 2720580.5083 | 1115862.5422
114 | 2720118.8852 | 1116269.3341
115 | 2720071.1738 | 1116229.3389
116 | 2719929.9851 | 1116118.9341
117 | 2720126.8598 | 1116123.092
118 | 2719896.8768 | 1116109.6504
119 | 2719979.8796 | 1116101.0146
120 | 2719763.944 | 1116048.1352
121 | 2720042.6179 | 1115986.9294
122 | 2719716.0201 | 1116026.4957
123 | 2719574.1672 | 1115960.1275
124 | 2719824.9211 | 1115945.9373
125 | 2719605.3083 | 1115897.8105
126 | 2719333.094 | 1115846.4202
127 | 2719810.1958 | 1115789.0944
128 | 2719827.4651 | 1115752.0253
129 | 2719355.7255 | 1115801.5797
130 | 2719757.1181 | 1115719.2531
131 | 2719769.4125 | 1115689.22
132 | 2720359.5414 | 1115376.6078
133 | 2720231.2152 | 1115265.6847
134 | 2720214.4655 | 1115655.224
135 | 2720136.6871 | 1115424.8304
136 | 2720248.1672 | 1115675.7689
137 | 2720057.6637 | 1115557.9112
138 | 2720002.4544 | 1114813.0963
139 | 2719810.7558 | 1114726.8783
140 | 2720104.4056 | 1115587.1018
141 | 2719910.8165 | 1115801.8933
142 | 2719711.9255 | 1114732.7963
143 | 2720445.1482 | 1116596.3123
144 | 2719848.4561 | 1115911.0233
145 | 2720405.9873 | 1115724.4803
146 | 2720068.0584 | 1115869.9866
147 | 2720475.723 | 1115742.9344
148 | 2716305.3266 | 1114759.5576
149 | 2716796.0843 | 1114856.3373
150 | 2716790.6481 | 1114907.5338
151 | 2719132.4165 | 1114312.8475
152 | 2720518.4482 | 1115803.0363
153 | 2718084.1116 | 1112582.9483
154 | 2717601.5328 | 1112745.6132
155 | 2717548.7271 | 1112718.7964
156 | 2717723.0815 | 1112630.761
157 | 2713829.2864 | 1112042.8412
158 | 2713838.7812 | 1112095.3994
159 | 2713833.2219 | 1112106.6804
160 | 2713871.7766 | 1112299.8109
161 | 2713775.7721 | 1112116.9784
162 | 2713784.8594 | 1112318.4362
163 | 2718037.7254 | 1113902.7869

## line_std_types
| c_nf_per_km | r_ohm_per_km | x_ohm_per_km | max_i_ka | type | q_mm2 | alpha | voltage_rating
NAYY 4x50 SE | 210 | 0.642 | 0.083 | 0.142 | cs | 50 | 0.00403 | LV
NAYY 4x120 SE | 264 | 0.225 | 0.08 | 0.242 | cs | 120 | 0.00403 | LV
NAYY 4x150 SE | 261 | 0.208 | 0.08 | 0.27 | cs | 150 | 0.00403 | LV
NA2XS2Y 1x95 RM/25 12/20 kV | 216 | 0.313 | 0.132 | 0.252 | cs | 95 | 0.00403 | MV
NA2XS2Y 1x185 RM/25 12/20 kV | 273 | 0.161 | 0.117 | 0.362 | cs | 185 | 0.00403 | MV
NA2XS2Y 1x240 RM/25 12/20 kV | 304 | 0.122 | 0.112 | 0.421 | cs | 240 | 0.00403 | MV
NA2XS2Y 1x95 RM/25 6/10 kV | 315 | 0.313 | 0.123 | 0.249 | cs | 95 | 0.00403 | MV
NA2XS2Y 1x185 RM/25 6/10 kV | 406 | 0.161 | 0.11 | 0.358 | cs | 185 | 0.00403 | MV
NA2XS2Y 1x240 RM/25 6/10 kV | 456 | 0.122 | 0.105 | 0.416 | cs | 240 | 0.00403 | MV
NA2XS2Y 1x150 RM/25 12/20 kV | 250 | 0.206 | 0.116 | 0.319 | cs | 150 | 0.00403 | MV
NA2XS2Y 1x120 RM/25 12/20 kV | 230 | 0.253 | 0.119 | 0.283 | cs | 120 | 0.00403 | MV
NA2XS2Y 1x70 RM/25 12/20 kV | 190 | 0.443 | 0.132 | 0.22 | cs | 70 | 0.00403 | MV
NA2XS2Y 1x150 RM/25 6/10 kV | 360 | 0.206 | 0.11 | 0.315 | cs | 150 | 0.00403 | MV
NA2XS2Y 1x120 RM/25 6/10 kV | 340 | 0.253 | 0.113 | 0.28 | cs | 120 | 0.00403 | MV
NA2XS2Y 1x70 RM/25 6/10 kV | 280 | 0.443 | 0.123 | 0.217 | cs | 70 | 0.00403 | MV
N2XS(FL)2Y 1x120 RM/35 64/110 kV | 112 | 0.153 | 0.166 | 0.366 | cs | 120 | 0.00393 | HV
N2XS(FL)2Y 1x185 RM/35 64/110 kV | 125 | 0.099 | 0.156 | 0.457 | cs | 185 | 0.00393 | HV
N2XS(FL)2Y 1x240 RM/35 64/110 kV | 135 | 0.075 | 0.149 | 0.526 | cs | 240 | 0.00393 | HV
N2XS(FL)2Y 1x300 RM/35 64/110 kV | 144 | 0.06 | 0.144 | 0.588 | cs | 300 | 0.00393 | HV
15-AL1/3-ST1A 0.4 | 11 | 1.8769 | 0.35 | 0.105 | ol | 16 | 0.00403 | LV
24-AL1/4-ST1A 0.4 | 11.25 | 1.2012 | 0.335 | 0.14 | ol | 24 | 0.00403 | LV
48-AL1/8-ST1A 0.4 | 12.2 | 0.5939 | 0.3 | 0.21 | ol | 48 | 0.00403 | LV
94-AL1/15-ST1A 0.4 | 13.2 | 0.306 | 0.29 | 0.35 | ol | 94 | 0.00403 | LV
34-AL1/6-ST1A 10.0 | 9.7 | 0.8342 | 0.36 | 0.17 | ol | 34 | 0.00403 | MV
48-AL1/8-ST1A 10.0 | 10.1 | 0.5939 | 0.35 | 0.21 | ol | 48 | 0.00403 | MV
70-AL1/11-ST1A 10.0 | 10.4 | 0.4132 | 0.339 | 0.29 | ol | 70 | 0.00403 | MV
94-AL1/15-ST1A 10.0 | 10.75 | 0.306 | 0.33 | 0.35 | ol | 94 | 0.00403 | MV
122-AL1/20-ST1A 10.0 | 11.1 | 0.2376 | 0.323 | 0.41 | ol | 122 | 0.00403 | MV
149-AL1/24-ST1A 10.0 | 11.25 | 0.194 | 0.315 | 0.47 | ol | 149 | 0.00403 | MV
34-AL1/6-ST1A 20.0 | 9.15 | 0.8342 | 0.382 | 0.17 | ol | 34 | 0.00403 | MV
48-AL1/8-ST1A 20.0 | 9.5 | 0.5939 | 0.372 | 0.21 | ol | 48 | 0.00403 | MV
70-AL1/11-ST1A 20.0 | 9.7 | 0.4132 | 0.36 | 0.29 | ol | 70 | 0.00403 | MV
94-AL1/15-ST1A 20.0 | 10 | 0.306 | 0.35 | 0.35 | ol | 94 | 0.00403 | MV
122-AL1/20-ST1A 20.0 | 10.3 | 0.2376 | 0.344 | 0.41 | ol | 122 | 0.00403 | MV
149-AL1/24-ST1A 20.0 | 10.5 | 0.194 | 0.337 | 0.47 | ol | 149 | 0.00403 | MV
184-AL1/30-ST1A 20.0 | 10.75 | 0.1571 | 0.33 | 0.535 | ol | 184 | 0.00403 | MV
243-AL1/39-ST1A 20.0 | 11 | 0.1188 | 0.32 | 0.645 | ol | 243 | 0.00403 | MV
48-AL1/8-ST1A 110.0 | 8 | 0.5939 | 0.46 | 0.21 | ol | 48 | 0.00403 | HV
70-AL1/11-ST1A 110.0 | 8.4 | 0.4132 | 0.45 | 0.29 | ol | 70 | 0.00403 | HV
94-AL1/15-ST1A 110.0 | 8.65 | 0.306 | 0.44 | 0.35 | ol | 94 | 0.00403 | HV
122-AL1/20-ST1A 110.0 | 8.5 | 0.2376 | 0.43 | 0.41 | ol | 122 | 0.00403 | HV
149-AL1/24-ST1A 110.0 | 8.75 | 0.194 | 0.41 | 0.47 | ol | 149 | 0.00403 | HV
184-AL1/30-ST1A 110.0 | 8.8 | 0.1571 | 0.4 | 0.535 | ol | 184 | 0.00403 | HV
243-AL1/39-ST1A 110.0 | 9 | 0.1188 | 0.39 | 0.645 | ol | 243 | 0.00403 | HV
305-AL1/39-ST1A 110.0 | 9.2 | 0.0949 | 0.38 | 0.74 | ol | 305 | 0.00403 | HV
490-AL1/64-ST1A 110.0 | 9.75 | 0.059 | 0.37 | 0.96 | ol | 490 | 0.00403 | HV
679-AL1/86-ST1A 110.0 | 9.95 | 0.042 | 0.36 | 1.15 | ol | 679 | 0.00403 | HV
490-AL1/64-ST1A 220.0 | 10 | 0.059 | 0.285 | 0.96 | ol | 490 | 0.00403 | HV
679-AL1/86-ST1A 220.0 | 11.7 | 0.042 | 0.275 | 1.15 | ol | 679 | 0.00403 | HV
490-AL1/64-ST1A 380.0 | 11 | 0.059 | 0.253 | 0.96 | ol | 490 | 0.00403 | HV
679-AL1/86-ST1A 380.0 | 14.6 | 0.042 | 0.25 | 1.15 | ol | 679 | 0.00403 | HV

## trafo_std_types
| i0_percent | pfe_kw | vkr_percent | sn_mva | vn_lv_kv | vn_hv_kv | vk_percent | shift_degree | vector_group | tap_side | tap_neutral | tap_min | tap_max | tap_step_degree | tap_step_percent | tap_phase_shifter
160 MVA 380/110 kV | 0.06 | 60 | 0.25 | 160 | 110 | 380 | 12.2 | 0 | Yy0 | hv | 0 | -9 | 9 | 0 | 1.5 | FALSE
100 MVA 220/110 kV | 0.06 | 55 | 0.26 | 100 | 110 | 220 | 12 | 0 | Yy0 | hv | 0 | -9 | 9 | 0 | 1.5 | FALSE
63 MVA 110/20 kV | 0.04 | 22 | 0.32 | 63 | 20 | 110 | 18 | 150 | YNd5 | hv | 0 | -9 | 9 | 0 | 1.5 | FALSE
40 MVA 110/20 kV | 0.05 | 18 | 0.34 | 40 | 20 | 110 | 16.2 | 150 | YNd5 | hv | 0 | -9 | 9 | 0 | 1.5 | FALSE
25 MVA 110/20 kV | 0.07 | 14 | 0.41 | 25 | 20 | 110 | 12 | 150 | YNd5 | hv | 0 | -9 | 9 | 0 | 1.5 | FALSE
63 MVA 110/10 kV | 0.04 | 22 | 0.32 | 63 | 10 | 110 | 18 | 150 | YNd5 | hv | 0 | -9 | 9 | 0 | 1.5 | FALSE
40 MVA 110/10 kV | 0.05 | 18 | 0.34 | 40 | 10 | 110 | 16.2 | 150 | YNd5 | hv | 0 | -9 | 9 | 0 | 1.5 | FALSE
25 MVA 110/10 kV | 0.07 | 14 | 0.41 | 25 | 10 | 110 | 12 | 150 | YNd5 | hv | 0 | -9 | 9 | 0 | 1.5 | FALSE
0.25 MVA 20/0.4 kV | 0.32 | 0.8 | 1.44 | 0.25 | 0.4 | 20 | 6 | 150 | Yzn5 | hv | 0 | -2 | 2 | 0 | 2.5 | FALSE
0.4 MVA 20/0.4 kV | 0.3375 | 1.35 | 1.425 | 0.4 | 0.4 | 20 | 6 | 150 | Dyn5 | hv | 0 | -2 | 2 | 0 | 2.5 | FALSE
0.63 MVA 20/0.4 kV | 0.2619 | 1.65 | 1.206 | 0.63 | 0.4 | 20 | 6 | 150 | Dyn5 | hv | 0 | -2 | 2 | 0 | 2.5 | FALSE
0.25 MVA 10/0.4 kV | 0.24 | 0.6 | 1.2 | 0.25 | 0.4 | 10 | 4 | 150 | Dyn5 | hv | 0 | -2 | 2 | 0 | 2.5 | FALSE
0.4 MVA 10/0.4 kV | 0.2375 | 0.95 | 1.325 | 0.4 | 0.4 | 10 | 4 | 150 | Dyn5 | hv | 0 | -2 | 2 | 0 | 2.5 | FALSE
0.63 MVA 10/0.4 kV | 0.1873 | 1.18 | 1.0794 | 0.63 | 0.4 | 10 | 4 | 150 | Dyn5 | hv | 0 | -2 | 2 | 0 | 2.5 | FALSE

## trafo3w_std_types
| sn_hv_mva | sn_mv_mva | sn_lv_mva | vn_hv_kv | vn_mv_kv | vn_lv_kv | vk_hv_percent | vk_mv_percent | vk_lv_percent | vkr_hv_percent | vkr_mv_percent | vkr_lv_percent | pfe_kw | i0_percent | shift_mv_degree | shift_lv_degree | vector_group | tap_side | tap_neutral | tap_min | tap_max | tap_step_percent
63/25/38 MVA 110/20/10 kV | 63 | 25 | 38 | 110 | 20 | 10 | 10.4 | 10.4 | 10.4 | 0.28 | 0.32 | 0.35 | 35 | 0.89 | 0 | 0 | YN0yn0yn0 | hv | 0 | -10 | 10 | 1.2
63/25/38 MVA 110/10/10 kV | 63 | 25 | 38 | 110 | 10 | 10 | 10.4 | 10.4 | 10.4 | 0.28 | 0.32 | 0.35 | 35 | 0.89 | 0 | 0 | YN0yn0yn0 | hv | 0 | -10 | 10 | 1.2

## fuse_std_types
| fuse_type | i_rated_a | t_avg | t_min | t_total | x_avg | x_min | x_total
HV 100A | HV 100A | 100 | 0 | [10.0, 3.64, 0.854, 0.281, 0.1, 0.0531, 0.022, 0.01] | [10.0, 4.267, 1.21, 0.403, 0.1, 0.058, 0.022, 0.01] | 0 | [300.0, 350.0, 450.0, 550.0, 700.0, 850.0, 1200.0, 1752.0] | [600.0, 700.0, 900.0, 1150.0, 1665.0, 2000.0, 3000.0, 4313.0]
HV 10A | HV 10A | 10 | 0 | [10.0, 1675.0, 0.344, 0.156, 0.1, 0.0417, 0.0171, 0.01] | [10.0, 1.3, 0.3, 0.155, 0.1, 0.0555, 0.023, 0.01] | 0 | [30.0, 32.0, 35.0, 37.0, 39.0, 50.0, 70.0, 88.0] | [60.0, 70.0, 80.0, 87.0, 94.0, 110.0, 150.0, 216.0]
HV 125A | HV 125A | 125 | 0 | [10.0, 1.82, 0.344, 0.1, 0.0467, 0.0269, 0.01] | [10.0, 2.478, 0.426, 0.1, 0.0427, 0.0211, 0.01] | 0 | [375.0, 500.0, 700.0, 925.0, 1200.0, 1500.0, 2341.0] | [750.0, 1000.0, 1500.0, 2200.0, 3000.0, 4000.0, 5765.0]
HV 160A | HV 160A | 160 | 0 | [10.0, 4.15, 1.03, 0.198, 0.1, 0.051, 0.0172, 0.01] | [10.0, 2.3, 0.734, 0.274, 0.1, 0.046, 0.0177, 0.01] | 0 | [480.0, 550.0, 700.0, 1000.0, 1260.0, 1600.0, 2500.0, 3227.0] | [960.0, 1300.0, 1700.0, 2200.0, 2996.0, 4000.0, 6000.0, 7946.0]
HV 16A | HV 16A | 16 | 0 | [10.0, 0.352, 0.164, 0.1, 0.0649, 0.0342, 0.01] | [10.0, 2.34, 0.722, 0.181, 0.1, 0.055, 0.0296, 0.01] | 0 | [48.0, 60.0, 65.0, 71.0, 80.0, 100.0, 162.0] | [96.0, 110.0, 125.0, 150.0, 168.0, 200.0, 250.0, 398.0]
HV 200A | HV 200A | 200 | 0 | [10.0, 4.267, 1.21, 0.403, 0.1, 0.058, 0.022, 0.01] | [10.0, 3.73, 1.654, 0.328, 0.1, 0.0531, 0.019, 0.01] | 0 | [600.0, 700.0, 900.0, 1150.0, 1665.0, 2000.0, 3000.0, 4313.0] | [1200.0, 1500.0, 1800.0, 2700.0, 3960.0, 5000.0, 7500.0, 10620.0]
HV 20A | HV 20A | 20 | 0 | [10.0, 1.3, 0.3, 0.155, 0.1, 0.0555, 0.023, 0.01] | [10.0, 1.3, 0.161, 0.1, 0.0611, 0.0399, 0.0141, 0.01] | 0 | [60.0, 70.0, 80.0, 87.0, 94.0, 110.0, 150.0, 216.0] | [120.0, 150.0, 200.0, 223.0, 260.0, 300.0, 450.0, 532.0]
HV 25A | HV 25A | 25 | 0 | [10.0, 2.512, 0.833, 0.299, 0.1, 0.0372, 0.0223, 0.01] | [10.0, 3.125, 0.597, 0.198, 0.1, 0.0378, 0.022, 0.01] | 0 | [75.0, 82.0, 90.0, 100.0, 124.0, 170.0, 200.0, 289.0] | [150.0, 170.0, 210.0, 250.0, 294.0, 400.0, 500.0, 711.0]
HV 31.5A | HV 31.5A | 31.5 | 0 | [10.0, 2.34, 0.722, 0.181, 0.1, 0.055, 0.0296, 0.01] | [10.0, 2.84, 0.368, 0.164, 0.1, 0.0621, 0.0378, 0.0195, 0.01] | 0 | [95.0, 110.0, 125.0, 150.0, 165.0, 200.0, 250.0, 390.0] | [189.0, 220.0, 300.0, 350.0, 393.0, 450.0, 530.0, 700.0, 960.0]
HV 40A | HV 40A | 40 | 0 | [10.0, 1.3, 0.161, 0.1, 0.0611, 0.0399, 0.0141, 0.01] | [10.0, 2.05, 0.369, 0.198, 0.1, 0.051, 0.0298, 0.01] | 0 | [120.0, 150.0, 200.0, 223.0, 260.0, 300.0, 450.0, 532.0] | [240.0, 300.0, 400.0, 450.0, 530.0, 650.0, 800.0, 1311.0]
HV 50A | HV 50A | 50 | 0 | [10.0, 3.215, 0.597, 0.198, 0.1, 0.0378, 0.022, 0.01] | [10.0, 3.64, 0.854, 0.281, 0.1, 0.0531, 0.022, 0.01] | 0 | [150.0, 170.0, 210.0, 250.0, 294.0, 400.0, 500.0, 711.0] | [300.0, 350.0, 450.0, 550.0, 700.0, 850.0, 1200.0, 1752.0]
HV 6.3A | HV 6.3A | 6.3 | 0 | [10.0, 1.39, 0.344, 0.168, 0.1, 0.056, 0.0263, 0.01] | [10.0, 1.711, 0.516, 0.198, 0.1, 0.0634, 0.0303, 0.01] | 0 | [19.0, 19.5, 20.4, 20.8, 22.0, 25.0, 32.0, 48.0] | [38.0, 40.0, 43.0, 48.0, 53.0, 60.0, 75.0, 118.0]
HV 63A | HV 63A | 63 | 0 | [10.0, 2.84, 0.368, 0.164, 0.1, 0.0621, 0.0378, 0.0195, 0.01] | [10.0, 1.82, 0.344, 0.1, 0.0467, 0.0269, 0.01] | 0 | [189.0, 220.0, 300.0, 350.0, 393.0, 450.0, 530.0, 700.0, 961.0] | [378.0, 500.0, 700.0, 934.0, 1200.0, 1500.0, 2366.0]
HV 80A | HV 80A | 80 | 0 | [10.0, 2.05, 0.369, 0.198, 0.1, 0.051, 0.0298, 0.01] | [10.0, 4.15, 1.03, 0.198, 0.1, 0.051, 0.0172, 0.01] | 0 | [240.0, 300.0, 400.0, 450.0, 530.0, 650.0, 800.0, 1311.0] | [480.0, 550.0, 700.0, 1000.0, 1260.0, 1600.0, 2500.0, 3227.0]
Siemens NH-1-100 | Siemens NH-1-100 | 100 | [5400.0, 2000.0, 400.0, 20.0, 1.0, 0.2, 0.012, 0.004] | 0 | 0 | [150.0, 190.0, 250.0, 430.0, 900.0, 1250.0, 2700.0, 3600.0] | 0 | 0
Siemens NH-1-125 | Siemens NH-1-125 | 125 | [4800.0, 120.0, 7.0, 0.1, 0.004] | 0 | 0 | [180.0, 400.0, 740.0, 2000.0, 4250.0] | 0 | 0
Siemens NH-1-16 | Siemens NH-1-16 | 16 | [4000.0, 400.0, 2.0, 0.1, 0.04, 0.01] | 0 | 0 | [26.0, 35.0, 75.0, 150.0, 200.0, 300.0] | 0 | 0
Siemens NH-1-160 | Siemens NH-1-160 | 160 | [4800.0, 120.0, 7.0, 0.1, 0.004] | 0 | 0 | [210.0, 500.0, 900.0, 2300.0, 5000.0] | 0 | 0
Siemens NH-1-25 | Siemens NH-1-25 | 25 | [4000.0, 1000.0, 10.0, 0.2, 0.02, 0.01] | 0 | 0 | [40.0, 50.0, 100.0, 210.0, 400.0, 500.0] | 0 | 0
Siemens NH-1-50 | Siemens NH-1-50 | 50 | [4000.0, 40.0, 4.0, 1.0, 0.02, 0.01] | 0 | 0 | [86.0, 200.0, 300.0, 400.0, 1000.0, 1280.0] | 0 | 0
Siemens NH-1-63 | Siemens NH-1-63 | 63 | [4000.0, 100.0, 10.0, 2.0, 0.04, 0.01] | 0 | 0 | [100.0, 200.0, 300.0, 400.0, 1000.0, 1500.0] | 0 | 0
Siemens NH-1-80 | Siemens NH-1-80 | 80 | [4800.0, 120.0, 7.0, 0.1, 0.01] | 0 | 0 | [150.58, 250.0, 450.0, 1150.0, 2470.0] | 0 | 0
Siemens NH-2-1000 | Siemens NH-2-1000 | 1000 | [4800.0, 120.0, 7.0, 0.1, 0.004] | 0 | 0 | [1900.0, 3500.0, 8400.0, 24000.0, 52000.0] | 0 | 0
Siemens NH-2-200 | Siemens NH-2-200 | 200 | [4800.0, 120.0, 7.0, 0.1, 0.004] | 0 | 0 | [280.0, 650.0, 1200.0, 3000.0, 7000.0] | 0 | 0
Siemens NH-2-224 | Siemens NH-2-224 | 224 | [4800.0, 120.0, 7.0, 0.2, 0.04, 0.004] | 0 | 0 | [400.0, 750.0, 1453.0, 3025.0, 4315.0, 7600.0] | 0 | 0
Siemens NH-2-250 | Siemens NH-2-250 | 250 | [4800.0, 120.0, 7.0, 0.1, 0.004] | 0 | 0 | [450.0, 800.0, 1650.0, 4000.0, 8500.0] | 0 | 0
Siemens NH-2-315 | Siemens NH-2-315 | 315 | [4800.0, 120.0, 7.0, 0.1, 0.004] | 0 | 0 | [550.0, 920.0, 1900.0, 5000.0, 11000.0] | 0 | 0
Siemens NH-2-355 | Siemens NH-2-355 | 355 | [4800.0, 120.0, 6.0, 0.1, 0.004] | 0 | 0 | [650.0, 1116.27, 2350.0, 5840.0, 12790.0] | 0 | 0
Siemens NH-2-400 | Siemens NH-2-400 | 400 | [4800.0, 120.0, 7.0, 0.1, 0.004] | 0 | 0 | [720.0, 1350.0, 2800.0, 6500.0, 15000.0] | 0 | 0
Siemens NH-2-425 | Siemens NH-2-425 | 425 | [4800.0, 120.0, 7.0, 0.1, 0.004] | 0 | 0 | [850.0, 1500.0, 3050.0, 7500.0, 16500.0] | 0 | 0
Siemens NH-2-630 | Siemens NH-2-630 | 630 | [4800.0, 120.0, 7.0, 0.1, 0.004] | 0 | 0 | [1200.0, 2000.0, 4800.0, 12000.0, 26000.0] | 0 | 0

## res_bus
| vm_pu | va_degree | p_mw | q_mvar
0 | 0.99257 | -0.2196 | 0.18642 | 0.09029
1 | 0.99261 | -0.21991 | 0 | 0
2 | 0.99272 | -0.22071 | 0 | 0
3 | 0.98476 | -0.73972 | 0 | 0
4 | 0.98347 | -0.73001 | 0 | 0
5 | 0.98634 | -0.75179 | 0 | 0
6 | 0.98472 | -0.74 | 0.4059 | 0.19659
7 | 0.99323 | -0.22423 | 0 | 0
8 | 0.99269 | -0.22043 | 0.30079 | 0.14568
9 | 0.98345 | -0.72989 | 0.14067 | 0.068129
10 | 0.98336 | -0.73068 | 0.30113 | 0.14584
11 | 0.98255 | -0.72351 | 0 | 0
12 | 0.98664 | -0.75405 | 0.37174 | 0.18004
13 | 0.98248 | -0.72294 | 0.33474 | 0.16212
14 | 0.98471 | -0.73995 | 0.08137 | 0.039409
15 | 0.99349 | -0.22625 | 0 | 0
16 | 0.99347 | -0.22611 | 0.078278 | 0.037912
17 | 0.99359 | -0.22706 | 0 | 0
18 | 0.99322 | -0.22414 | 0 | 0
19 | 0.99321 | -0.22403 | 0.42541 | 0.20603
20 | 0.98246 | -0.72286 | 0 | 0
21 | 0.98223 | -0.72126 | 0 | 0
22 | 0.98191 | -0.7186 | 0 | 0
23 | 0.9819 | -0.71843 | 0.25275 | 0.12241
24 | 0.98168 | -0.72012 | 0 | 0
25 | 0.98217 | -0.72096 | 0 | 0
26 | 0.98217 | -0.72093 | 0.0809 | 0.039182
27 | 0.9822 | -0.72104 | 0.23726 | 0.11491
28 | 0.98168 | -0.72009 | 0.15683 | 0.075955
29 | 0.98983 | -0.512 | 0 | 0
30 | 0.9909 | -0.50413 | 0 | 0
31 | 0.98982 | -0.51198 | 0.065901 | 0.031918
32 | 0.98923 | -0.5158 | 0 | 0
33 | 0.98219 | -0.721 | 0 | 0
34 | 0.98344 | -0.7298 | 0 | 0
35 | 0.99082 | -0.50863 | 0.1883 | 0.0912
36 | 0.98203 | -0.71985 | 0 | 0
37 | 0.98202 | -0.71972 | 0.18395 | 0.089089
38 | 0.99346 | -0.22604 | 0.10335 | 0.050056
39 | 0.99308 | -0.23315 | 0 | 0
40 | 0.99401 | -0.22201 | 0.15095 | 0.07311
41 | 0.99321 | -0.22402 | 0.3768 | 0.18249
42 | 0.99321 | -0.22402 | 0 | 0
43 | 0.98324 | -0.72798 | 0 | 0
44 | 0.98319 | -0.72825 | 0.36463 | 0.1766
45 | 0.98175 | -0.18489 | 0.31175 | 0.15099
46 | 0.98174 | -0.18483 | 0 | 0
47 | 0.98414 | -0.16555 | 0.13423 | 0.065011
48 | 0.98162 | -0.18393 | 0 | 0
49 | 0.98415 | -0.16558 | 0 | 0
50 | 0.98162 | -0.1839 | 0.15995 | 0.077466
51 | 0.98428 | -0.16447 | 0.33064 | 0.16014
52 | 0.98432 | -0.16424 | 0 | 0
53 | 0.98347 | -0.15699 | 0 | 0
54 | 0.98421 | -0.16326 | 0 | 0
55 | 0.98656 | -0.1823 | 0 | 0
56 | 0.98331 | -0.15549 | 0 | 0
57 | 0.98344 | -0.15672 | 0.2846 | 0.13784
58 | 0.9842 | -0.16319 | 0.29339 | 0.1421
59 | 0.99125 | -0.21887 | 0 | 0
60 | 0.98964 | -0.20659 | 0 | 0
61 | 0.99119 | -0.2183 | 0.7321 | 0.35457
62 | 0.98962 | -0.20637 | 0.21561 | 0.10442
63 | 0.98648 | -0.18278 | 0.41491 | 0.20095
64 | 0.98323 | -0.15601 | 0 | 0
65 | 0.98326 | -0.15579 | 0.41391 | 0.20046
66 | 0.99307 | -0.23304 | 0.068626 | 0.033237
67 | 0.99306 | -0.23298 | 0.29565 | 0.14319
68 | 0.99979 | -0.0011017 | 0 | 0
69 | 0.99577 | -0.23521 | 0 | 0
70 | 1 | 0 | -19.0688 | -8.5152
71 | 0.98322 | -0.15589 | 0.15374 | 0.074459
72 | 0.99711 | -0.14091 | 0.12679 | 0.061408
73 | 0.99767 | -0.13421 | 0 | 0
74 | 0.99528 | -0.28355 | 0.052818 | 0.025581
75 | 0.98864 | -0.51931 | 0.36691 | 0.17771
76 | 0.98867 | -0.51912 | 0 | 0
77 | 0.9863 | -0.6609 | 0.1045 | 0.050613
78 | 0.98852 | -0.51773 | 0 | 0
79 | 0.98918 | -0.51611 | 0 | 0
80 | 0.98608 | -0.6594 | 0 | 0
81 | 0.98847 | -0.51734 | 0.40693 | 0.19708
82 | 0.98918 | -0.5161 | 0.3885 | 0.18816
83 | 0.98542 | -0.65477 | 0 | 0
84 | 0.99151 | -0.50015 | 0 | 0
85 | 0.99506 | -0.28492 | 0 | 0
86 | 0.99142 | -0.50082 | 0.33565 | 0.16256
87 | 0.98423 | -0.64624 | 0 | 0
88 | 0.9844 | -0.64755 | 0 | 0
89 | 0.98419 | -0.64593 | 0.20747 | 0.10048
90 | 0.98351 | -0.64087 | 0 | 0
91 | 0.98435 | -0.64788 | 0.3024 | 0.14646
92 | 0.98342 | -0.64007 | 0.13958 | 0.067602
93 | 0.9854 | -0.65488 | 0.18526 | 0.089726
94 | 0.98417 | -0.64577 | 0.081983 | 0.039706
95 | 0.98338 | -0.63972 | 0 | 0
96 | 0.98639 | -0.55426 | 0.081316 | 0.039383
97 | 0.98644 | -0.55456 | 0 | 0
98 | 0.98662 | -0.54853 | 0 | 0
99 | 0.98662 | -0.54852 | 0.19263 | 0.093294
100 | 0.9866 | -0.54699 | 0.24297 | 0.11768
101 | 0.98661 | -0.54706 | 0 | 0
102 | 0.98668 | -0.54772 | 0 | 0
103 | 0.98693 | -0.54461 | 0 | 0
104 | 0.98666 | -0.54795 | 0.39506 | 0.19134
105 | 0.98663 | -0.54204 | 0 | 0
106 | 0.98663 | -0.54202 | 0.40997 | 0.19856
107 | 0.98716 | -0.54177 | 0 | 0
108 | 0.9869 | -0.54497 | 0 | 0
109 | 0.98692 | -0.54448 | 0.27765 | 0.13447
110 | 0.98686 | -0.54585 | 0.27561 | 0.13348
111 | 0.98666 | -0.54804 | 0 | 0
112 | 0.98721 | -0.54116 | 0.4072 | 0.19722
113 | 0.98731 | -0.53513 | 0.077796 | 0.037678
114 | 0.98872 | -0.44937 | 0.17302 | 0.083798
115 | 0.98873 | -0.4495 | 0 | 0
116 | 0.98876 | -0.44939 | 0 | 0
117 | 0.98871 | -0.45048 | 0.21312 | 0.10322
118 | 0.98877 | -0.44933 | 0 | 0
119 | 0.98874 | -0.44945 | 0.099899 | 0.048383
120 | 0.98888 | -0.44322 | 0.30481 | 0.14762
121 | 0.98869 | -0.45241 | 0.4149 | 0.20095
122 | 0.98887 | -0.44327 | 0 | 0
123 | 0.98883 | -0.44342 | 0 | 0
124 | 0.98895 | -0.44285 | 0 | 0
125 | 0.98882 | -0.44434 | 0.34474 | 0.16696
126 | 0.9888 | -0.44397 | 0 | 0
127 | 0.98913 | -0.43306 | 0.070907 | 0.034342
128 | 0.98913 | -0.4331 | 0.21217 | 0.10276
129 | 0.98879 | -0.44441 | 0.2578 | 0.12486
130 | 0.98911 | -0.43401 | 0 | 0
131 | 0.9891 | -0.43389 | 0.30611 | 0.14826
132 | 0.98849 | -0.47426 | 0.37483 | 0.18154
133 | 0.98885 | -0.45313 | 0 | 0
134 | 0.98789 | -0.5089 | 0.11191 | 0.054202
135 | 0.98905 | -0.45217 | 0.17884 | 0.086616
136 | 0.98786 | -0.50908 | 0 | 0
137 | 0.9894 | -0.43181 | 0 | 0
138 | 0.99251 | -0.25181 | 0 | 0
139 | 0.99303 | -0.2493 | 0.10578 | 0.051229
140 | 0.98939 | -0.4319 | 0.26127 | 0.12654
141 | 0.98915 | -0.43302 | 0 | 0
142 | 0.99324 | -0.2483 | 0 | 0
143 | 0.98663 | -0.54834 | 0 | 0
144 | 0.98898 | -0.44272 | 0 | 0
145 | 0.98756 | -0.52659 | 0.35131 | 0.17015
146 | 0.98867 | -0.45322 | 0.17565 | 0.08507
147 | 0.9875 | -0.52689 | 0 | 0
148 | 0.99142 | -0.50077 | 0 | 0
149 | 0.9913 | -0.49987 | 0 | 0
150 | 0.99128 | -0.49976 | 0.18444 | 0.089327
151 | 0.99576 | -0.23625 | 0.17016 | 0.082412
152 | 0.98745 | -0.52719 | 0 | 0
153 | 0.99306 | -0.23301 | 0.21412 | 0.1037
154 | 0.99319 | -0.22387 | 0 | 0
155 | 0.99318 | -0.22381 | 0.081168 | 0.039312
156 | 0.99321 | -0.22403 | 0.069463 | 0.033642
157 | 0.98333 | -0.63932 | 0.083562 | 0.040471
158 | 0.9833 | -0.63905 | 0 | 0
159 | 0.98328 | -0.63885 | 0 | 0
160 | 0.98315 | -0.63776 | 0 | 0
161 | 0.98327 | -0.63879 | 0.082779 | 0.040092
162 | 0.98311 | -0.63735 | 0.38348 | 0.18573
163 | 0.99997 | 149.9981 | 0 | 0

## res_line
| p_from_mw | q_from_mvar | p_to_mw | q_to_mvar | pl_mw | ql_mvar | i_from_ka | i_to_ka | i_ka | vm_from_pu | va_from_degree | vm_to_pu | va_to_degree | loading_percent
0 | -0.18642 | -0.09029 | 0.18643 | 0.086906 | 6.9237e-06 | -0.0033834 | 0.0060243 | 0.0059821 | 0.0060243 | 0.99257 | -0.2196 | 0.99261 | -0.21991 | 2.7383
1 | -0.18643 | -0.086906 | 0.18645 | 0.075755 | 2.2154e-05 | -0.011151 | 0.0059821 | 0.0058524 | 0.0059821 | 0.99261 | -0.21991 | 0.99272 | -0.22071 | 2.7191
2 | -0.48725 | -0.21958 | 0.48752 | 0.2 | 0.00026534 | -0.019584 | 0.015541 | 0.015315 | 0.015541 | 0.99272 | -0.22071 | 0.99323 | -0.22423 | 7.0642
3 | 0.3008 | 0.14383 | -0.30079 | -0.14568 | 9.9183e-06 | -0.0018522 | 0.0096954 | 0.0097188 | 0.0097188 | 0.99272 | -0.22071 | 0.99269 | -0.22043 | 4.4176
4 | 2.0577 | 0.90439 | -2.0548 | -0.91493 | 0.0028598 | -0.010539 | 0.065888 | 0.066023 | 0.066023 | 0.98476 | -0.73972 | 0.98347 | -0.73001 | 30.0103
5 | -2.5449 | -1.1391 | 2.5493 | 1.1291 | 0.0043273 | -0.0099872 | 0.081735 | 0.081601 | 0.081735 | 0.98476 | -0.73972 | 0.98634 | -0.75179 | 37.1523
6 | 0.48729 | 0.23471 | -0.48727 | -0.23475 | 2.0229e-05 | -3.9611e-05 | 0.015855 | 0.015856 | 0.015856 | 0.98476 | -0.73972 | 0.98472 | -0.74 | 7.5504
7 | 0.50541 | 0.2336 | -0.5054 | -0.23408 | 7.407e-06 | -0.00047732 | 0.016343 | 0.016349 | 0.016349 | 0.98347 | -0.73001 | 0.98345 | -0.72989 | 7.4314
8 | 0.30116 | 0.14566 | -0.30113 | -0.14584 | 3.0808e-05 | -0.00018769 | 0.0098195 | 0.0098221 | 0.0098221 | 0.98347 | -0.73001 | 0.98336 | -0.73068 | 4.6772
9 | 1.2482 | 0.53567 | -1.247 | -0.54852 | 0.0012198 | -0.012848 | 0.03987 | 0.040025 | 0.040025 | 0.98347 | -0.73001 | 0.98255 | -0.72351 | 18.1931
10 | -2.5493 | -1.1291 | 2.5501 | 1.1272 | 0.00082448 | -0.0019112 | 0.081601 | 0.081575 | 0.081601 | 0.98634 | -0.75179 | 0.98664 | -0.75405 | 37.0913
11 | 0.08137 | 0.038165 | -0.08137 | -0.039409 | 5.0119e-07 | -0.0012445 | 0.0026347 | 0.0026504 | 0.0026504 | 0.98472 | -0.74 | 0.98471 | -0.73995 | 1.2047
12 | 0.44627 | 0.21517 | -0.44627 | -0.21555 | 4.5666e-06 | -0.00038709 | 0.014399 | 0.014404 | 0.014404 | 0.99323 | -0.22423 | 0.99322 | -0.22414 | 6.5474
13 | 0.50659 | 0.23765 | -0.50658 | -0.23847 | 1.2364e-05 | -0.00082056 | 0.016263 | 0.016274 | 0.016274 | 0.99323 | -0.22423 | 0.99321 | -0.22403 | 7.3971
14 | -1.4404 | -0.65281 | 1.4408 | 0.64964 | 0.00039396 | -0.0031771 | 0.045963 | 0.045923 | 0.045963 | 0.99323 | -0.22423 | 0.99349 | -0.22625 | 20.8921
15 | 0.36473 | 0.16595 | -0.36473 | -0.16653 | 4.6092e-06 | -0.00057457 | 0.011762 | 0.011769 | 0.011769 | 0.98345 | -0.72989 | 0.98344 | -0.7298 | 5.3496
16 | 1.247 | 0.54852 | -1.2469 | -0.5496 | 0.00010349 | -0.0010843 | 0.040025 | 0.040038 | 0.040038 | 0.98255 | -0.72351 | 0.98248 | -0.72294 | 18.1991
17 | -2.9218 | -1.3072 | 2.9286 | 1.3224 | 0.006725 | 0.015181 | 0.093654 | 0.093619 | 0.093654 | 0.98664 | -0.75405 | 0.99082 | -0.50863 | 14.52
18 | 0.91216 | 0.38748 | -0.91215 | -0.38772 | 1.1774e-05 | -0.00023619 | 0.029119 | 0.029122 | 0.029122 | 0.98248 | -0.72294 | 0.98246 | -0.72286 | 13.2374
19 | 0.18164 | 0.084858 | -0.18163 | -0.086489 | 3.1496e-06 | -0.0016318 | 0.0058253 | 0.0058455 | 0.0058455 | 0.99349 | -0.22625 | 0.99347 | -0.22611 | 2.6571
20 | -1.6224 | -0.7345 | 1.6226 | 0.73338 | 0.00017639 | -0.0011109 | 0.051748 | 0.051734 | 0.051748 | 0.99349 | -0.22625 | 0.99359 | -0.22706 | 23.5218
21 | 0.10335 | 0.048578 | -0.10335 | -0.050056 | 9.2762e-07 | -0.0014785 | 0.0033184 | 0.0033369 | 0.0033369 | 0.99347 | -0.22611 | 0.99346 | -0.22604 | 1.5168
22 | 4.0522 | 1.8295 | -4.0503 | -1.836 | 0.0018911 | -0.0065627 | 0.12917 | 0.12927 | 0.12927 | 0.99359 | -0.22706 | 0.99308 | -0.23315 | 35.7098
23 | -5.6748 | -2.5628 | 5.677 | 2.5597 | 0.0021871 | -0.0031 | 0.18091 | 0.18085 | 0.18091 | 0.99359 | -0.22706 | 0.99401 | -0.22201 | 49.9747
24 | 0.44627 | 0.21555 | -0.44626 | -0.21611 | 6.6284e-06 | -0.00056138 | 0.014404 | 0.014412 | 0.014412 | 0.99322 | -0.22414 | 0.99321 | -0.22402 | 6.5507
25 | 0.081171 | 0.032438 | -0.081171 | -0.03303 | 2.1712e-07 | -0.00059188 | 0.0025406 | 0.0025471 | 0.0025471 | 0.99321 | -0.22403 | 0.99321 | -0.22402 | 1.1578
26 | 0.91215 | 0.38772 | -0.91192 | -0.39231 | 0.00022969 | -0.0045975 | 0.029122 | 0.029176 | 0.029176 | 0.98246 | -0.72286 | 0.98223 | -0.72126 | 13.2619
27 | 0.42126 | 0.18488 | -0.42125 | -0.18616 | 1.3638e-05 | -0.0012817 | 0.013521 | 0.013536 | 0.013536 | 0.98223 | -0.72126 | 0.9822 | -0.72104 | 6.1527
28 | 0.40976 | 0.1823 | -0.40962 | -0.19595 | 0.00013965 | -0.013651 | 0.013181 | 0.013349 | 0.013349 | 0.98223 | -0.72126 | 0.98191 | -0.7186 | 6.0679
29 | 0.080905 | 0.025135 | -0.0809 | -0.038369 | 5.0054e-06 | -0.013234 | 0.0024899 | 0.0026317 | 0.0026317 | 0.98223 | -0.72126 | 0.98217 | -0.72096 | 1.1962
30 | 0.25275 | 0.12117 | -0.25275 | -0.12241 | 4.9119e-06 | -0.0012434 | 0.0082405 | 0.0082564 | 0.0082564 | 0.98191 | -0.7186 | 0.9819 | -0.71843 | 3.7529
31 | 0.15686 | 0.074783 | -0.15683 | -0.075619 | 3.4712e-05 | -0.00083537 | 0.0051089 | 0.0051198 | 0.0051198 | 0.98191 | -0.7186 | 0.98168 | -0.72012 | 2.438
32 | 0.15683 | 0.075619 | -0.15683 | -0.075955 | 5.1257e-07 | -0.00033659 | 0.0051198 | 0.0051241 | 0.0051241 | 0.98168 | -0.72012 | 0.98168 | -0.72009 | 2.3291
33 | 0.0809 | 0.038369 | -0.0809 | -0.039182 | 3.2756e-07 | -0.00081273 | 0.0026317 | 0.002642 | 0.002642 | 0.98217 | -0.72096 | 0.98217 | -0.72093 | 1.2009
34 | 0.18398 | 0.071249 | -0.18398 | -0.071951 | 1.3716e-06 | -0.00070246 | 0.0057987 | 0.0058062 | 0.0058062 | 0.9822 | -0.72104 | 0.98219 | -0.721 | 2.6392
35 | -2.8081 | -1.1794 | 2.8109 | 1.1075 | 0.0028821 | -0.071907 | 0.088825 | 0.088017 | 0.088825 | 0.98983 | -0.512 | 0.9909 | -0.50413 | 13.9224
36 | 0.065902 | 0.031032 | -0.065901 | -0.031918 | 2.2918e-07 | -0.00088516 | 0.0021244 | 0.0021355 | 0.0021355 | 0.98983 | -0.512 | 0.98982 | -0.51198 | 0.97069
37 | 2.7422 | 1.1484 | -2.7406 | -1.1888 | 0.0015669 | -0.040395 | 0.086703 | 0.087175 | 0.087175 | 0.98983 | -0.512 | 0.98923 | -0.5158 | 13.6638
38 | -5.9279 | -2.5214 | 5.9314 | 2.5036 | 0.0034931 | -0.017871 | 0.18767 | 0.18744 | 0.18767 | 0.9909 | -0.50413 | 0.99151 | -0.50015 | 29.4153
39 | 3.117 | 1.4139 | -3.1169 | -1.4136 | 0.00013205 | 0.0003046 | 0.099712 | 0.099713 | 0.099713 | 0.9909 | -0.50413 | 0.99082 | -0.50863 | 15.4593
40 | 2.7406 | 1.1888 | -2.7405 | -1.1922 | 0.00013287 | -0.0034024 | 0.087175 | 0.087215 | 0.087215 | 0.98923 | -0.5158 | 0.98918 | -0.5161 | 13.6701
41 | 0.18398 | 0.071951 | -0.18395 | -0.087814 | 3.1977e-05 | -0.015863 | 0.0058062 | 0.0059919 | 0.0059919 | 0.98219 | -0.721 | 0.98203 | -0.71985 | 2.7236
42 | 0.36473 | 0.16653 | -0.36465 | -0.17654 | 8.1241e-05 | -0.010013 | 0.011769 | 0.011895 | 0.011895 | 0.98344 | -0.7298 | 0.98324 | -0.72798 | 5.4066
43 | 0.18395 | 0.087814 | -0.18395 | -0.089089 | 2.6628e-06 | -0.001275 | 0.0059919 | 0.0060081 | 0.0060081 | 0.98203 | -0.71985 | 0.98202 | -0.71972 | 2.731
44 | 0.28275 | 0.13592 | -0.28275 | -0.13666 | 3.5141e-06 | -0.00074346 | 0.0091195 | 0.0091289 | 0.0091289 | 0.99308 | -0.23315 | 0.99307 | -0.23304 | 4.1495
45 | 0.29566 | 0.14203 | -0.29565 | -0.14319 | 5.9699e-06 | -0.0011547 | 0.0095346 | 0.0095492 | 0.0095492 | 0.99308 | -0.23315 | 0.99306 | -0.23298 | 4.3406
46 | 3.4719 | 1.5581 | -3.4651 | -1.5658 | 0.0067669 | -0.0077183 | 0.11062 | 0.11074 | 0.11074 | 0.99308 | -0.23315 | 0.99125 | -0.21887 | 50.3349
47 | -5.8279 | -2.6329 | 5.8423 | 2.6488 | 0.014396 | 0.0159 | 0.18572 | 0.18571 | 0.18572 | 0.99401 | -0.22201 | 0.99711 | -0.14091 | 53.0633
48 | 0.069463 | 0.033622 | -0.069463 | -0.033642 | 1.5754e-07 | -2.0596e-05 | 0.002243 | 0.0022433 | 0.0022433 | 0.99321 | -0.22402 | 0.99321 | -0.22403 | 1.0682
49 | 0.081171 | 0.03303 | -0.081169 | -0.037917 | 1.8363e-06 | -0.0048866 | 0.0025471 | 0.0026039 | 0.0026039 | 0.99321 | -0.22402 | 0.99319 | -0.22387 | 1.1836
50 | 0.36465 | 0.17654 | -0.36463 | -0.1766 | 1.4968e-05 | -5.9147e-05 | 0.011895 | 0.011895 | 0.011895 | 0.98324 | -0.72798 | 0.98319 | -0.72825 | 5.6645
51 | 0.15997 | 0.061909 | -0.15997 | -0.063396 | 2.2014e-06 | -0.0014864 | 0.0050437 | 0.0050597 | 0.0050597 | 0.98175 | -0.18489 | 0.98174 | -0.18483 | 2.2999
52 | -0.47172 | -0.2129 | 0.4728 | 0.21056 | 0.0010756 | -0.0023404 | 0.015218 | 0.015182 | 0.015218 | 0.98175 | -0.18489 | 0.98414 | -0.16555 | 7.2465
53 | 0.15997 | 0.063396 | -0.15995 | -0.07702 | 2.0868e-05 | -0.013624 | 0.0050597 | 0.0052207 | 0.0052207 | 0.98174 | -0.18483 | 0.98162 | -0.18393 | 2.373
54 | -0.60703 | -0.27557 | 0.60703 | 0.27546 | 2.4114e-06 | -0.00010853 | 0.019555 | 0.019553 | 0.019555 | 0.98414 | -0.16555 | 0.98415 | -0.16558 | 8.8885
55 | 0.15995 | 0.07702 | -0.15995 | -0.077466 | 7.0636e-07 | -0.00044593 | 0.0052207 | 0.0052264 | 0.0052264 | 0.98162 | -0.18393 | 0.98162 | -0.1839 | 2.3756
56 | -0.60703 | -0.27546 | 0.60713 | 0.27535 | 9.9157e-05 | -0.00010624 | 0.019553 | 0.019551 | 0.019553 | 0.98415 | -0.16558 | 0.98432 | -0.16424 | 9.3111
57 | -0.33064 | -0.16014 | 0.33066 | 0.16008 | 1.1684e-05 | -5.8019e-05 | 0.010775 | 0.010774 | 0.010775 | 0.98428 | -0.16447 | 0.98432 | -0.16424 | 5.1308
58 | 0.85317 | 0.3864 | -0.85239 | -0.40405 | 0.00078553 | -0.01765 | 0.027468 | 0.027689 | 0.027689 | 0.98432 | -0.16424 | 0.98347 | -0.15699 | 12.5857
59 | 0.29343 | 0.13495 | -0.2934 | -0.1416 | 3.4774e-05 | -0.006647 | 0.0094721 | 0.0095553 | 0.0095553 | 0.98432 | -0.16424 | 0.98421 | -0.16326 | 4.3433
60 | -2.0844 | -0.95678 | 2.0894 | 0.93887 | 0.0050387 | -0.017916 | 0.067262 | 0.067027 | 0.067262 | 0.98432 | -0.16424 | 0.98656 | -0.1823 | 30.5738
61 | 0.56778 | 0.26796 | -0.56768 | -0.27307 | 0.00010124 | -0.0051076 | 0.018429 | 0.018494 | 0.018494 | 0.98347 | -0.15699 | 0.98331 | -0.15549 | 8.4061
62 | 0.28461 | 0.13609 | -0.2846 | -0.13784 | 8.7222e-06 | -0.0017527 | 0.00926 | 0.0092823 | 0.0092823 | 0.98347 | -0.15699 | 0.98344 | -0.15672 | 4.2192
63 | 0.2934 | 0.1416 | -0.29339 | -0.1421 | 2.645e-06 | -0.00050074 | 0.0095553 | 0.0095617 | 0.0095617 | 0.98421 | -0.16326 | 0.9842 | -0.16319 | 4.3462
64 | 0.41494 | 0.20086 | -0.41491 | -0.20095 | 2.9737e-05 | -8.7934e-05 | 0.013489 | 0.013491 | 0.013491 | 0.98656 | -0.1823 | 0.98648 | -0.18278 | 6.4241
65 | -2.5044 | -1.1397 | 2.5127 | 1.1197 | 0.0083188 | -0.020017 | 0.080512 | 0.080242 | 0.080512 | 0.98656 | -0.1823 | 0.98964 | -0.20659 | 36.5963
66 | 0.15375 | 0.072663 | -0.15374 | -0.072947 | 1.1209e-05 | -0.00028409 | 0.0049925 | 0.0049961 | 0.0049961 | 0.98331 | -0.15549 | 0.98323 | -0.15601 | 2.3791
67 | 0.41392 | 0.20041 | -0.41391 | -0.20046 | 1.9087e-05 | -5.5873e-05 | 0.013501 | 0.013502 | 0.013502 | 0.98331 | -0.15549 | 0.98326 | -0.15579 | 6.4296
68 | 2.733 | 1.2127 | -2.7283 | -1.2222 | 0.0047011 | -0.0094678 | 0.087075 | 0.087204 | 0.087204 | 0.99125 | -0.21887 | 0.98964 | -0.20659 | 39.638
69 | 0.73215 | 0.35308 | -0.7321 | -0.35457 | 4.8076e-05 | -0.0014922 | 0.023672 | 0.023691 | 0.023691 | 0.99125 | -0.21887 | 0.99119 | -0.2183 | 10.7685
70 | 0.21561 | 0.10246 | -0.21561 | -0.10442 | 5.45e-06 | -0.0019602 | 0.0069634 | 0.0069881 | 0.0069881 | 0.98964 | -0.20659 | 0.98962 | -0.20637 | 3.1764
71 | 0.15374 | 0.072947 | -0.15374 | -0.074459 | 2.1913e-06 | -0.0015114 | 0.0049961 | 0.0050153 | 0.0050153 | 0.98323 | -0.15601 | 0.98322 | -0.15589 | 2.2797
72 | 0.21412 | 0.10343 | -0.21412 | -0.1037 | 7.5113e-07 | -0.00027691 | 0.0069124 | 0.0069159 | 0.0069159 | 0.99307 | -0.23304 | 0.99306 | -0.23301 | 3.1436
73 | 6.5383 | 2.9461 | -6.524 | -2.9089 | 0.014302 | 0.037172 | 0.20706 | 0.20708 | 0.20708 | 0.99979 | -0.0011017 | 0.99577 | -0.23521 | 32.1053
74 | -6.5383 | -2.9461 | 6.5396 | 2.9405 | 0.0013383 | -0.0055942 | 0.20706 | 0.20699 | 0.20706 | 0.99979 | -0.0011017 | 1 | 0 | 32.4552
75 | 0.17016 | 0.082195 | -0.17016 | -0.082412 | 1.7354e-06 | -0.00021722 | 0.0054783 | 0.0054811 | 0.0054811 | 0.99577 | -0.23521 | 0.99576 | -0.23625 | 0.84979
76 | 6.3538 | 2.8267 | -6.3383 | -2.8945 | 0.015535 | -0.067775 | 0.2016 | 0.20252 | 0.20252 | 0.99577 | -0.23521 | 0.99324 | -0.2483 | 31.7424
77 | 6.5354 | 2.8383 | -6.5184 | -2.7942 | 0.016971 | 0.044091 | 0.20569 | 0.2057 | 0.2057 | 1 | 0 | 0.99528 | -0.28355 | 31.892
78 | 5.9798 | 2.7259 | -5.9722 | -2.7064 | 0.0075587 | 0.019515 | 0.18971 | 0.18972 | 0.18972 | 1 | 0 | 0.99767 | -0.13421 | 29.4139
79 | -5.9691 | -2.7102 | 5.9722 | 2.7064 | 0.0030793 | -0.0038048 | 0.18979 | 0.18972 | 0.18979 | 0.99711 | -0.14091 | 0.99767 | -0.13421 | 52.4288
80 | 6.4656 | 2.7687 | -6.4643 | -2.7745 | 0.0013665 | -0.0058403 | 0.204 | 0.20408 | 0.20408 | 0.99528 | -0.28355 | 0.99506 | -0.28492 | 31.9872
81 | -1.9437 | -0.85946 | 1.9438 | 0.85619 | 6.3996e-05 | -0.003269 | 0.062056 | 0.062017 | 0.062056 | 0.98864 | -0.51931 | 0.98867 | -0.51912 | 9.7266
82 | 1.5768 | 0.68175 | -1.5748 | -0.67932 | 0.0020469 | 0.002435 | 0.050161 | 0.050196 | 0.050196 | 0.98864 | -0.51931 | 0.9863 | -0.6609 | 7.7824
83 | 0.40702 | 0.18823 | -0.40695 | -0.19524 | 6.9359e-05 | -0.0070043 | 0.013093 | 0.013181 | 0.013181 | 0.98867 | -0.51912 | 0.98852 | -0.51773 | 5.9913
84 | -2.3508 | -1.0444 | 2.352 | 1.0042 | 0.0011532 | -0.040263 | 0.075109 | 0.074632 | 0.075109 | 0.98867 | -0.51912 | 0.98918 | -0.51611 | 11.7725
85 | 1.4703 | 0.6287 | -1.4699 | -0.63134 | 0.00034507 | -0.0026361 | 0.046801 | 0.046833 | 0.046833 | 0.9863 | -0.6609 | 0.98608 | -0.6594 | 21.2876
86 | 0.40695 | 0.19524 | -0.40693 | -0.19708 | 1.8457e-05 | -0.0018478 | 0.013181 | 0.013204 | 0.013204 | 0.98852 | -0.51773 | 0.98847 | -0.51734 | 6.002
87 | -2.352 | -1.0042 | 2.352 | 1.004 | 4.2985e-06 | -0.00015114 | 0.074632 | 0.07463 | 0.074632 | 0.98918 | -0.51611 | 0.98918 | -0.5161 | 11.6977
88 | 1.4699 | 0.63134 | -1.4689 | -0.63925 | 0.0010391 | -0.0079083 | 0.046833 | 0.046928 | 0.046928 | 0.98608 | -0.6594 | 0.98542 | -0.65477 | 21.331
89 | 0.18526 | 0.089673 | -0.18526 | -0.089726 | 3.092e-06 | -5.3393e-05 | 0.0060296 | 0.0060303 | 0.0060303 | 0.98542 | -0.65477 | 0.9854 | -0.65488 | 2.8716
90 | 1.2836 | 0.54958 | -1.2822 | -0.56361 | 0.0013988 | -0.01403 | 0.040904 | 0.041073 | 0.041073 | 0.98542 | -0.65477 | 0.9844 | -0.64755 | 18.6695
91 | -6.4516 | -2.7416 | 6.4643 | 2.7745 | 0.01268 | 0.032935 | 0.20409 | 0.20408 | 0.20409 | 0.99151 | -0.50015 | 0.99506 | -0.28492 | 31.6421
92 | 0.52016 | 0.23801 | -0.52011 | -0.23808 | 4.3729e-05 | -7.6444e-05 | 0.016654 | 0.016656 | 0.016656 | 0.99151 | -0.50015 | 0.99142 | -0.50082 | 7.9312
93 | 0.18446 | 0.075519 | -0.18446 | -0.076261 | 1.4249e-06 | -0.00074218 | 0.0058038 | 0.005812 | 0.005812 | 0.99142 | -0.50082 | 0.99142 | -0.50077 | 2.6418
94 | -0.28947 | -0.13367 | 0.28952 | 0.12281 | 5.411e-05 | -0.010858 | 0.0093516 | 0.0092225 | 0.0093516 | 0.98423 | -0.64624 | 0.9844 | -0.64755 | 4.2507
95 | 0.28947 | 0.13367 | -0.28945 | -0.13593 | 1.1478e-05 | -0.0022637 | 0.0093516 | 0.0093797 | 0.0093797 | 0.98423 | -0.64624 | 0.98419 | -0.64593 | 4.2635
96 | 0.69028 | 0.29443 | -0.68962 | -0.31741 | 0.00065637 | -0.022986 | 0.022007 | 0.022282 | 0.022282 | 0.9844 | -0.64755 | 0.98351 | -0.64087 | 10.1284
97 | 0.30241 | 0.14637 | -0.3024 | -0.14646 | 1.5047e-05 | -9.121e-05 | 0.0098523 | 0.0098536 | 0.0098536 | 0.9844 | -0.64755 | 0.98435 | -0.64788 | 4.6922
98 | 0.081985 | 0.035453 | -0.081983 | -0.039706 | 1.7184e-06 | -0.0042535 | 0.0026199 | 0.0026719 | 0.0026719 | 0.98419 | -0.64593 | 0.98417 | -0.64577 | 1.2145
99 | 0.68962 | 0.31741 | -0.68955 | -0.31985 | 7.0655e-05 | -0.0024373 | 0.022282 | 0.022313 | 0.022313 | 0.98351 | -0.64087 | 0.98342 | -0.64007 | 10.1421
100 | 0.54997 | 0.25225 | -0.54994 | -0.25359 | 2.4663e-05 | -0.0013437 | 0.017761 | 0.017778 | 0.017778 | 0.98342 | -0.64007 | 0.98338 | -0.63972 | 8.0807
101 | 0.54994 | 0.25359 | -0.54992 | -0.25512 | 2.8064e-05 | -0.0015258 | 0.017778 | 0.017796 | 0.017796 | 0.98338 | -0.63972 | 0.98333 | -0.63932 | 8.0893
102 | -0.081316 | -0.039383 | 0.08132 | 0.029151 | 3.9216e-06 | -0.010232 | 0.0026442 | 0.0025281 | 0.0026442 | 0.98639 | -0.55426 | 0.98644 | -0.55456 | 1.2019
103 | -0.08132 | -0.029151 | 0.081332 | 0.026654 | 1.193e-05 | -0.0024973 | 0.0025281 | 0.0025042 | 0.0025281 | 0.98644 | -0.55456 | 0.98662 | -0.54853 | 0.7223
104 | -0.081332 | -0.026654 | 0.081332 | 0.026179 | 4.3024e-08 | -0.00047517 | 0.0025042 | 0.0024999 | 0.0025042 | 0.98662 | -0.54853 | 0.98662 | -0.54852 | 0.69177
105 | -0.27396 | -0.11947 | 0.27396 | 0.11629 | 3.51e-06 | -0.0031844 | 0.0087448 | 0.008708 | 0.0087448 | 0.98662 | -0.54852 | 0.98663 | -0.54834 | 2.4157
106 | -0.24297 | -0.11768 | 0.24297 | 0.11715 | 1.887e-06 | -0.00052637 | 0.0078991 | 0.0078924 | 0.0078991 | 0.9866 | -0.54699 | 0.98661 | -0.54706 | 3.5905
107 | -0.24297 | -0.11715 | 0.24299 | 0.11158 | 1.9777e-05 | -0.0055712 | 0.0078924 | 0.0078229 | 0.0078924 | 0.98661 | -0.54706 | 0.98668 | -0.54772 | 3.5874
108 | -0.91203 | -0.41113 | 0.91224 | 0.3944 | 0.00020767 | -0.016731 | 0.029269 | 0.02907 | 0.029269 | 0.98668 | -0.54772 | 0.98693 | -0.54461 | 8.0855
109 | 0.66904 | 0.29955 | -0.66903 | -0.30128 | 1.1597e-05 | -0.0017333 | 0.021447 | 0.021468 | 0.021468 | 0.98668 | -0.54772 | 0.98666 | -0.54795 | 5.9303
110 | -1.8756 | -0.83968 | 1.876 | 0.83236 | 0.00039673 | -0.0073215 | 0.060109 | 0.060018 | 0.060109 | 0.98693 | -0.54461 | 0.98716 | -0.54177 | 16.6046
111 | 0.27563 | 0.12612 | -0.27562 | -0.13336 | 8.3124e-06 | -0.0072366 | 0.008866 | 0.0089562 | 0.0089562 | 0.98693 | -0.54461 | 0.9869 | -0.54497 | 2.4741
112 | 0.27766 | 0.1336 | -0.27765 | -0.13447 | 4.0742e-06 | -0.00087144 | 0.0090127 | 0.0090238 | 0.0090238 | 0.98693 | -0.54461 | 0.98692 | -0.54448 | 4.1017
113 | 0.4101 | 0.18556 | -0.40997 | -0.19849 | 0.0001307 | -0.012935 | 0.013166 | 0.013327 | 0.013327 | 0.98693 | -0.54461 | 0.98663 | -0.54204 | 6.0578
114 | 0.27397 | 0.10995 | -0.27397 | -0.11138 | 1.5518e-06 | -0.0014346 | 0.0086371 | 0.0086528 | 0.0086528 | 0.98666 | -0.54795 | 0.98666 | -0.54804 | 2.3903
115 | 0.40997 | 0.19849 | -0.40997 | -0.19856 | 6.8242e-07 | -6.6688e-05 | 0.013327 | 0.013328 | 0.013328 | 0.98663 | -0.54204 | 0.98663 | -0.54202 | 6.0582
116 | -1.876 | -0.83236 | 1.8761 | 0.83081 | 8.3705e-05 | -0.0015481 | 0.060018 | 0.059999 | 0.060018 | 0.98716 | -0.54177 | 0.98721 | -0.54116 | 16.5795
117 | 0.27562 | 0.13336 | -0.27561 | -0.13348 | 7.9183e-06 | -0.00012253 | 0.0089562 | 0.0089579 | 0.0089579 | 0.9869 | -0.54497 | 0.98686 | -0.54585 | 2.5594
118 | 0.27397 | 0.11138 | -0.27396 | -0.11629 | 5.3521e-06 | -0.0049076 | 0.0086528 | 0.008708 | 0.008708 | 0.98666 | -0.54804 | 0.98663 | -0.54834 | 2.4055
119 | -2.2833 | -1.028 | 2.2834 | 1.0283 | 0.0001291 | 0.00025629 | 0.073223 | 0.073222 | 0.073223 | 0.98721 | -0.54116 | 0.98731 | -0.53513 | 11.3524
120 | -2.3612 | -1.066 | 2.3614 | 1.0663 | 0.00017612 | 0.00035772 | 0.075748 | 0.075747 | 0.075748 | 0.98731 | -0.53513 | 0.98745 | -0.52719 | 11.7439
121 | -0.17302 | -0.083798 | 0.17302 | 0.082348 | 2.6062e-06 | -0.0014503 | 0.005613 | 0.0055946 | 0.005613 | 0.98872 | -0.44937 | 0.98873 | -0.4495 | 2.5514
122 | -0.38615 | -0.18541 | 0.38616 | 0.17388 | 8.9721e-06 | -0.01153 | 0.012506 | 0.012364 | 0.012506 | 0.98873 | -0.4495 | 0.98876 | -0.44939 | 1.9603
123 | 0.21312 | 0.10306 | -0.21312 | -0.10322 | 2.0465e-06 | -0.00015659 | 0.0069119 | 0.006914 | 0.006914 | 0.98873 | -0.4495 | 0.98871 | -0.45048 | 1.0719
124 | -1.0766 | -0.50364 | 1.0766 | 0.50129 | 1.4291e-05 | -0.0023531 | 0.034702 | 0.034673 | 0.034702 | 0.98876 | -0.44939 | 0.98877 | -0.44933 | 5.4393
125 | 0.69048 | 0.32976 | -0.69047 | -0.33411 | 1.0972e-05 | -0.0043534 | 0.02234 | 0.022395 | 0.022395 | 0.98876 | -0.44939 | 0.98874 | -0.44945 | 3.5102
126 | -1.0766 | -0.50129 | 1.0767 | 0.50126 | 6.2863e-05 | -2.893e-05 | 0.034673 | 0.034671 | 0.034673 | 0.98877 | -0.44933 | 0.98888 | -0.44322 | 5.3757
127 | 0.59057 | 0.28573 | -0.59055 | -0.28586 | 1.7055e-05 | -0.00013007 | 0.019154 | 0.019157 | 0.019157 | 0.98874 | -0.44945 | 0.98869 | -0.45241 | 2.97
128 | -1.9841 | -0.91777 | 1.9842 | 0.91055 | 0.00014948 | -0.007225 | 0.063816 | 0.063727 | 0.063816 | 0.98888 | -0.44322 | 0.98895 | -0.44285 | 10.0026
129 | 0.60257 | 0.26889 | -0.60256 | -0.27211 | 6.026e-06 | -0.0032195 | 0.019262 | 0.019301 | 0.019301 | 0.98888 | -0.44322 | 0.98887 | -0.44327 | 3.0252
130 | 0.17565 | 0.084912 | -0.17565 | -0.08507 | 1.3869e-06 | -0.00015798 | 0.0056964 | 0.0056985 | 0.0056985 | 0.98869 | -0.45241 | 0.98867 | -0.45322 | 0.88348
131 | 0.60256 | 0.27211 | -0.60254 | -0.28172 | 1.8137e-05 | -0.0096124 | 0.019301 | 0.019418 | 0.019418 | 0.98887 | -0.44327 | 0.98883 | -0.44342 | 3.0436
132 | 0.25781 | 0.11485 | -0.2578 | -0.1248 | 6.7198e-06 | -0.00995 | 0.0082393 | 0.0083618 | 0.0083618 | 0.98883 | -0.44342 | 0.9888 | -0.44397 | 1.9862
133 | 0.34474 | 0.16688 | -0.34474 | -0.16696 | 3.1096e-06 | -8.5796e-05 | 0.011181 | 0.011182 | 0.011182 | 0.98883 | -0.44342 | 0.98882 | -0.44434 | 1.7337
134 | -1.9842 | -0.91055 | 1.9843 | 0.90799 | 5.2776e-05 | -0.002556 | 0.063727 | 0.063696 | 0.063727 | 0.98895 | -0.44285 | 0.98898 | -0.44272 | 9.9886
135 | 0.2578 | 0.1248 | -0.2578 | -0.12486 | 2.5035e-06 | -5.9939e-05 | 0.0083618 | 0.0083626 | 0.0083626 | 0.9888 | -0.44397 | 0.98879 | -0.44441 | 2.0397
136 | -0.070907 | -0.034342 | 0.070907 | 0.033387 | 2.8712e-07 | -0.00095519 | 0.0022993 | 0.0022873 | 0.0022993 | 0.98913 | -0.43306 | 0.98913 | -0.4331 | 1.0452
137 | -0.5892 | -0.28355 | 0.58921 | 0.27758 | 1.0893e-05 | -0.0059685 | 0.019083 | 0.019008 | 0.019083 | 0.98913 | -0.4331 | 0.98915 | -0.43302 | 2.9911
138 | 0.30612 | 0.1474 | -0.30612 | -0.1475 | 2.7245e-06 | -9.7627e-05 | 0.0099159 | 0.0099172 | 0.0099172 | 0.98913 | -0.4331 | 0.98911 | -0.43401 | 1.5376
139 | 0.30612 | 0.1475 | -0.30611 | -0.14826 | 4.2644e-06 | -0.00075666 | 0.0099172 | 0.0099268 | 0.0099268 | 0.98911 | -0.43401 | 0.9891 | -0.43389 | 4.5122
140 | -3.2012 | -1.464 | 3.2018 | 1.4655 | 0.00063991 | 0.0014916 | 0.1028 | 0.1028 | 0.1028 | 0.98849 | -0.47426 | 0.98885 | -0.45313 | 15.9378
141 | 2.8264 | 1.2824 | -2.8254 | -1.2804 | 0.00092136 | 0.0020536 | 0.09064 | 0.090645 | 0.090645 | 0.98849 | -0.47426 | 0.98789 | -0.5089 | 14.0534
142 | -3.2018 | -1.4655 | 3.2024 | 1.4544 | 0.00060328 | -0.011029 | 0.1028 | 0.10266 | 0.1028 | 0.98885 | -0.45313 | 0.98905 | -0.45217 | 16.1123
143 | 2.7135 | 1.2262 | -2.7134 | -1.2285 | 9.2371e-05 | -0.0023682 | 0.087012 | 0.087041 | 0.087041 | 0.98789 | -0.5089 | 0.98786 | -0.50908 | 13.6429
144 | -3.3813 | -1.5411 | 3.3819 | 1.5426 | 0.00064994 | 0.0015384 | 0.10846 | 0.10845 | 0.10846 | 0.98905 | -0.45217 | 0.9894 | -0.43181 | 16.815
145 | 2.7134 | 1.2285 | -2.713 | -1.2276 | 0.00044674 | 0.00097859 | 0.087041 | 0.087044 | 0.087044 | 0.98786 | -0.50908 | 0.98756 | -0.52659 | 13.4952
146 | 0.26127 | 0.12469 | -0.26127 | -0.12654 | 1.9003e-06 | -0.0018454 | 0.0084467 | 0.00847 | 0.00847 | 0.9894 | -0.43181 | 0.98939 | -0.4319 | 2.3398
147 | 2.5743 | 1.1681 | -2.5737 | -1.1859 | 0.000621 | -0.017767 | 0.082481 | 0.082701 | 0.082701 | 0.9894 | -0.43181 | 0.98915 | -0.43302 | 12.9625
148 | -6.2175 | -2.8354 | 6.2281 | 2.8629 | 0.010599 | 0.027486 | 0.19938 | 0.19937 | 0.19938 | 0.9894 | -0.43181 | 0.99251 | -0.25181 | 30.9117
149 | -6.2281 | -2.8629 | 6.2312 | 2.8487 | 0.0031544 | -0.014144 | 0.19937 | 0.19918 | 0.19937 | 0.99251 | -0.25181 | 0.99303 | -0.2493 | 31.2489
150 | -6.337 | -2.9 | 6.3383 | 2.8945 | 0.0012628 | -0.005462 | 0.20259 | 0.20252 | 0.20259 | 0.99303 | -0.2493 | 0.99324 | -0.2483 | 31.7541
151 | 1.9845 | 0.90831 | -1.9843 | -0.90799 | 0.00018204 | 0.00031957 | 0.063694 | 0.063696 | 0.063696 | 0.98915 | -0.43302 | 0.98898 | -0.44272 | 9.8753
152 | 2.3617 | 1.0574 | -2.3615 | -1.0618 | 0.00012735 | -0.0043392 | 0.075638 | 0.075691 | 0.075691 | 0.98756 | -0.52659 | 0.9875 | -0.52689 | 11.8638
153 | 2.3615 | 1.0618 | -2.3614 | -1.0663 | 0.00013401 | -0.0045592 | 0.075691 | 0.075747 | 0.075747 | 0.9875 | -0.52689 | 0.98745 | -0.52719 | 11.8725
154 | 0.18446 | 0.076261 | -0.18444 | -0.08811 | 2.3321e-05 | -0.011848 | 0.005812 | 0.0059524 | 0.0059524 | 0.99142 | -0.50077 | 0.9913 | -0.49987 | 2.7057
155 | 0.18444 | 0.08811 | -0.18444 | -0.089327 | 2.4618e-06 | -0.0012172 | 0.0059524 | 0.0059678 | 0.0059678 | 0.9913 | -0.49987 | 0.99128 | -0.49976 | 2.7126
156 | 0.081169 | 0.037917 | -0.081168 | -0.039312 | 5.3967e-07 | -0.0013947 | 0.0026039 | 0.0026214 | 0.0026214 | 0.99319 | -0.22387 | 0.99318 | -0.22381 | 1.1915
157 | 0.46635 | 0.21465 | -0.46634 | -0.21587 | 1.6212e-05 | -0.0012282 | 0.015071 | 0.015086 | 0.015086 | 0.98333 | -0.63932 | 0.9833 | -0.63905 | 6.8574
158 | 0.46634 | 0.21587 | -0.46633 | -0.21676 | 1.1773e-05 | -0.00089035 | 0.015086 | 0.015097 | 0.015097 | 0.9833 | -0.63905 | 0.98328 | -0.63885 | 6.8625
159 | 0.38355 | 0.17802 | -0.3835 | -0.18369 | 5.0926e-05 | -0.0056658 | 0.012414 | 0.012485 | 0.012485 | 0.98328 | -0.63885 | 0.98315 | -0.63776 | 5.6751
160 | 0.082779 | 0.038744 | -0.082779 | -0.040092 | 5.6455e-07 | -0.0013471 | 0.0026833 | 0.0027003 | 0.0027003 | 0.98328 | -0.63885 | 0.98327 | -0.63879 | 1.2274
161 | 0.3835 | 0.18369 | -0.38348 | -0.18573 | 1.8485e-05 | -0.0020401 | 0.012485 | 0.012511 | 0.012511 | 0.98315 | -0.63776 | 0.98311 | -0.63735 | 5.687

## res_trafo
| p_hv_mw | q_hv_mvar | p_lv_mw | q_lv_mvar | pl_mw | ql_mvar | i_hv_ka | i_lv_ka | vm_hv_pu | va_hv_degree | vm_lv_pu | va_lv_degree | loading_percent
0 | 2.6518e-14 | 1.7507e-14 | 0.013999 | 0.0105 | 0.013999 | 0.0105 | 1.6678e-16 | 0.00050517 | 0.99997 | 149.9981 | 1 | 0 | 0.069998

## res_ext_grid
| p_mw | q_mvar
0 | 19.2589 | 8.6073

## res_load
| p_mw | q_mvar
0 | 0.18642 | 0.09029
1 | 0.4059 | 0.19659
2 | 0.30079 | 0.14568
3 | 0.14067 | 0.068129
4 | 0.30113 | 0.14584
5 | 0.37174 | 0.18004
6 | 0.33474 | 0.16212
7 | 0.08137 | 0.039409
8 | 0.078278 | 0.037912
9 | 0.42541 | 0.20603
10 | 0.25275 | 0.12241
11 | 0.0809 | 0.039182
12 | 0.23726 | 0.11491
13 | 0.15683 | 0.075955
14 | 0.065901 | 0.031918
15 | 0.1883 | 0.0912
16 | 0.18395 | 0.089089
17 | 0.10335 | 0.050056
18 | 0.15095 | 0.07311
19 | 0.3768 | 0.18249
20 | 0.36463 | 0.1766
21 | 0.31175 | 0.15099
22 | 0.13423 | 0.065011
23 | 0.15995 | 0.077466
24 | 0.33064 | 0.16014
25 | 0.2846 | 0.13784
26 | 0.29339 | 0.1421
27 | 0.7321 | 0.35457
28 | 0.21561 | 0.10442
29 | 0.41491 | 0.20095
30 | 0.41391 | 0.20046
31 | 0.068626 | 0.033237
32 | 0.29565 | 0.14319
33 | 0.19008 | 0.092059
34 | 0.15374 | 0.074459
35 | 0.12679 | 0.061408
36 | 0.052818 | 0.025581
37 | 0.36691 | 0.17771
38 | 0.1045 | 0.050613
39 | 0.40693 | 0.19708
40 | 0.3885 | 0.18816
41 | 0.33565 | 0.16256
42 | 0.20747 | 0.10048
43 | 0.3024 | 0.14646
44 | 0.13958 | 0.067602
45 | 0.18526 | 0.089726
46 | 0.081983 | 0.039706
47 | 0.081316 | 0.039383
48 | 0.19263 | 0.093294
49 | 0.24297 | 0.11768
50 | 0.39506 | 0.19134
51 | 0.40997 | 0.19856
52 | 0.27765 | 0.13447
53 | 0.27561 | 0.13348
54 | 0.4072 | 0.19722
55 | 0.077796 | 0.037678
56 | 0.17302 | 0.083798
57 | 0.21312 | 0.10322
58 | 0.099899 | 0.048383
59 | 0.30481 | 0.14762
60 | 0.4149 | 0.20095
61 | 0.34474 | 0.16696
62 | 0.070907 | 0.034342
63 | 0.21217 | 0.10276
64 | 0.2578 | 0.12486
65 | 0.30611 | 0.14826
66 | 0.37483 | 0.18154
67 | 0.11191 | 0.054202
68 | 0.17884 | 0.086616
69 | 0.10578 | 0.051229
70 | 0.26127 | 0.12654
71 | 0.35131 | 0.17015
72 | 0.17565 | 0.08507
73 | 0.18444 | 0.089327
74 | 0.17016 | 0.082412
75 | 0.21412 | 0.1037
76 | 0.081168 | 0.039312
77 | 0.069463 | 0.033642
78 | 0.083562 | 0.040471
79 | 0.082779 | 0.040092
80 | 0.38348 | 0.18573

## dtypes
| element | column | dtype
0 | bus | name | object
1 | bus | vn_kv | float64
2 | bus | type | object
3 | bus | zone | object
4 | bus | in_service | bool
5 | load | name | object
6 | load | bus | uint32
7 | load | p_mw | float64
8 | load | q_mvar | float64
9 | load | const_z_percent | float64
10 | load | const_i_percent | float64
11 | load | sn_mva | float64
12 | load | scaling | float64
13 | load | in_service | bool
14 | load | type | object
15 | ext_grid | name | object
16 | ext_grid | bus | uint32
17 | ext_grid | vm_pu | float64
18 | ext_grid | va_degree | float64
19 | ext_grid | slack_weight | float64
20 | ext_grid | in_service | bool
21 | line | name | object
22 | line | std_type | object
23 | line | from_bus | uint32
24 | line | to_bus | uint32
25 | line | length_km | float64
26 | line | r_ohm_per_km | float64
27 | line | x_ohm_per_km | float64
28 | line | c_nf_per_km | float64
29 | line | g_us_per_km | float64
30 | line | max_i_ka | float64
31 | line | df | float64
32 | line | parallel | uint32
33 | line | type | object
34 | line | in_service | bool
35 | trafo | name | object
36 | trafo | std_type | object
37 | trafo | hv_bus | uint32
38 | trafo | lv_bus | uint32
39 | trafo | sn_mva | float64
40 | trafo | vn_hv_kv | float64
41 | trafo | vn_lv_kv | float64
42 | trafo | vk_percent | float64
43 | trafo | vkr_percent | float64
44 | trafo | pfe_kw | float64
45 | trafo | i0_percent | float64
46 | trafo | shift_degree | float64
47 | trafo | tap_side | object
48 | trafo | tap_neutral | int32
49 | trafo | tap_min | int32
50 | trafo | tap_max | int32
51 | trafo | tap_step_percent | float64
52 | trafo | tap_step_degree | float64
53 | trafo | tap_pos | int32
54 | trafo | tap_phase_shifter | bool
55 | trafo | parallel | uint32
56 | trafo | df | float64
57 | trafo | in_service | bool
58 | bus_geodata | x | float64
59 | bus_geodata | y | float64
60 | bus_geodata | coords | object
61 | res_bus | vm_pu | float64
62 | res_bus | va_degree | float64
63 | res_bus | p_mw | float64
64 | res_bus | q_mvar | float64
65 | res_line | p_from_mw | float64
66 | res_line | q_from_mvar | float64
67 | res_line | p_to_mw | float64
68 | res_line | q_to_mvar | float64
69 | res_line | pl_mw | float64
70 | res_line | ql_mvar | float64
71 | res_line | i_from_ka | float64
72 | res_line | i_to_ka | float64
73 | res_line | i_ka | float64
74 | res_line | vm_from_pu | float64
75 | res_line | va_from_degree | float64
76 | res_line | vm_to_pu | float64
77 | res_line | va_to_degree | float64
78 | res_line | loading_percent | float64
79 | res_trafo | p_hv_mw | float64
80 | res_trafo | q_hv_mvar | float64
81 | res_trafo | p_lv_mw | float64
82 | res_trafo | q_lv_mvar | float64
83 | res_trafo | pl_mw | float64
84 | res_trafo | ql_mvar | float64
85 | res_trafo | i_hv_ka | float64
86 | res_trafo | i_lv_ka | float64
87 | res_trafo | vm_hv_pu | float64
88 | res_trafo | va_hv_degree | float64
89 | res_trafo | vm_lv_pu | float64
90 | res_trafo | va_lv_degree | float64
91 | res_trafo | loading_percent | float64
92 | res_ext_grid | p_mw | float64
93 | res_ext_grid | q_mvar | float64
94 | res_load | p_mw | float64
95 | res_load | q_mvar | float64

## parameters
| version | format_version | converged | OPF_converged | name | f_hz | sn_mva
0 | 2.14.6 | 2.14.0 | TRUE | FALSE |  | 50 | 1