## bus
| name | vn_kv | type | zone | in_service
0 | bus_MV_630_0_node_0 | 20 | n |  | TRUE
1 | bus_MV_630_0_node_1 | 20 | n |  | TRUE
2 | bus_MV_630_0_node_116 | 20 | n |  | TRUE
3 | bus_MV_630_0_node_2 | 20 | n |  | TRUE
4 | bus_MV_630_0_node_128 | 20 | n |  | TRUE
5 | bus_MV_630_0_node_162 | 20 | n |  | TRUE
6 | bus_MV_630_0_node_115 | 20 | n |  | TRUE
7 | bus_MV_630_0_node_5 | 20 | n |  | TRUE
8 | bus_MV_630_0_node_3 | 20 | n |  | TRUE
9 | bus_MV_630_0_node_43 | 20 | n |  | TRUE
10 | bus_MV_630_0_node_176 | 20 | n |  | TRUE
11 | bus_MV_630_0_node_6 | 20 | n |  | TRUE
12 | bus_MV_630_0_node_144 | 20 | n |  | TRUE
13 | bus_MV_630_0_node_8 | 20 | n |  | TRUE
14 | bus_MV_630_0_node_12 | 20 | n |  | TRUE
15 | bus_MV_630_0_node_175 | 20 | n |  | TRUE
16 | bus_MV_630_0_node_41 | 20 | n |  | TRUE
17 | bus_MV_630_0_node_94 | 20 | n |  | TRUE
18 | bus_MV_630_0_node_22 | 20 | n |  | TRUE
19 | bus_MV_630_0_node_24 | 20 | n |  | TRUE
20 | bus_MV_630_0_node_21 | 20 | n |  | TRUE
21 | bus_MV_630_0_node_113 | 20 | n |  | TRUE
22 | bus_MV_630_0_node_114 | 20 | n |  | TRUE
23 | bus_MV_630_0_node_118 | 20 | n |  | TRUE
24 | bus_MV_630_0_node_129 | 20 | n |  | TRUE
25 | bus_MV_630_0_node_7 | 20 | n |  | TRUE
26 | bus_MV_630_0_node_9 | 20 | n |  | TRUE
27 | bus_MV_630_0_node_10 | 20 | n |  | TRUE
28 | bus_MV_630_0_node_14 | 20 | n |  | TRUE
29 | bus_MV_630_0_node_79 | 20 | n |  | TRUE
30 | bus_MV_630_0_node_11 | 20 | n |  | TRUE
31 | bus_MV_630_0_node_177 | 20 | n |  | TRUE
32 | bus_MV_630_0_node_173 | 20 | n |  | TRUE
33 | bus_MV_630_0_node_13 | 20 | n |  | TRUE
34 | bus_MV_630_0_node_44 | 20 | n |  | TRUE
35 | bus_MV_630_0_node_27 | 20 | n |  | TRUE
36 | bus_MV_630_0_node_26 | 20 | n |  | TRUE
37 | bus_MV_630_0_node_30 | 20 | n |  | TRUE
38 | bus_MV_630_0_node_153 | 20 | n |  | TRUE
39 | bus_MV_630_0_node_152 | 20 | n |  | TRUE
40 | bus_MV_630_0_node_42 | 20 | n |  | TRUE
41 | bus_MV_630_0_node_151 | 20 | n |  | TRUE
42 | bus_MV_630_0_node_15 | 20 | n |  | TRUE
43 | bus_MV_630_0_node_16 | 20 | n |  | TRUE
44 | bus_MV_630_0_node_17 | 20 | n |  | TRUE
45 | bus_MV_630_0_node_18 | 20 | n |  | TRUE
46 | bus_MV_630_0_node_19 | 20 | n |  | TRUE
47 | bus_MV_630_0_node_50 | 20 | n |  | TRUE
48 | bus_MV_630_0_node_48 | 20 | n |  | TRUE
49 | bus_MV_630_0_node_47 | 20 | n |  | TRUE
50 | bus_MV_630_0_node_29 | 20 | n |  | TRUE
51 | bus_MV_630_0_node_23 | 20 | n |  | TRUE
52 | bus_MV_630_0_node_149 | 20 | n |  | TRUE
53 | bus_MV_630_0_node_145 | 20 | n |  | TRUE
54 | bus_MV_630_0_node_146 | 20 | n |  | TRUE
55 | bus_MV_630_0_node_147 | 20 | n |  | TRUE
56 | bus_MV_630_0_node_84 | 20 | n |  | TRUE
57 | bus_MV_630_0_node_40 | 20 | n |  | TRUE
58 | bus_MV_630_0_node_82 | 20 | n |  | TRUE
59 | bus_MV_630_0_node_25 | 20 | n |  | TRUE
60 | bus_MV_630_0_node_35 | 20 | n |  | TRUE
61 | bus_MV_630_0_node_92 | 20 | n |  | TRUE
62 | bus_MV_630_0_node_45 | 20 | n |  | TRUE
63 | bus_MV_630_0_node_34 | 20 | n |  | TRUE
64 | bus_MV_630_0_node_46 | 20 | n |  | TRUE
65 | bus_MV_630_0_node_174 | 20 | n |  | TRUE
66 | bus_MV_630_0_node_93 | 20 | n |  | TRUE
67 | bus_MV_630_0_node_31 | 20 | n |  | TRUE
68 | bus_MV_630_0_node_32 | 20 | n |  | TRUE
69 | bus_MV_630_0_node_33 | 20 | n |  | TRUE
70 | bus_MV_630_0_node_78 | 20 | n |  | TRUE
71 | bus_MV_630_0_node_37 | 20 | n |  | TRUE
72 | bus_MV_630_0_node_39 | 20 | n |  | TRUE
73 | bus_MV_630_0_node_80 | 20 | n |  | TRUE
74 | bus_MV_630_0_node_38 | 20 | n |  | TRUE
75 | bus_MV_630_0_node_54 | 20 | n |  | TRUE
76 | bus_MV_630_0_node_142 | 20 | n |  | TRUE
77 | bus_MV_630_0_node_71 | 20 | n |  | TRUE
78 | bus_MV_630_0_node_140 | 20 | n |  | TRUE
79 | bus_MV_630_0_node_51 | 20 | n |  | TRUE
80 | bus_MV_630_0_node_52 | 20 | n |  | TRUE
81 | bus_MV_630_0_node_53 | 20 | n |  | TRUE
82 | bus_MV_630_0_node_62 | 20 | n |  | TRUE
83 | bus_MV_630_0_node_63 | 20 | n |  | TRUE
84 | bus_MV_630_0_node_55 | 20 | n |  | TRUE
85 | bus_MV_630_0_node_57 | 20 | n |  | TRUE
86 | bus_MV_630_0_node_58 | 20 | n |  | TRUE
87 | bus_MV_630_0_node_60 | 20 | n |  | TRUE
88 | bus_MV_630_0_node_141 | 20 | n |  | TRUE
89 | bus_MV_630_0_node_59 | 20 | n |  | TRUE
90 | bus_MV_630_0_node_139 | 20 | n |  | TRUE
91 | bus_MV_630_0_node_133 | 20 | n |  | TRUE
92 | bus_MV_630_0_node_65 | 20 | n |  | TRUE
93 | bus_MV_630_0_node_154 | 20 | n |  | TRUE
94 | bus_MV_630_0_node_155 | 20 | n |  | TRUE
95 | bus_MV_630_0_node_150 | 20 | n |  | TRUE
96 | bus_MV_630_0_node_64 | 20 | n |  | TRUE
97 | bus_MV_630_0_node_68 | 20 | n |  | TRUE
98 | bus_MV_630_0_node_158 | 20 | n |  | TRUE
99 | bus_MV_630_0_node_131 | 20 | n |  | TRUE
100 | bus_MV_630_0_node_66 | 20 | n |  | TRUE
101 | bus_MV_630_0_node_67 | 20 | n |  | TRUE
102 | bus_MV_630_0_node_137 | 20 | n |  | TRUE
103 | bus_MV_630_0_node_143 | 20 | n |  | TRUE
104 | bus_MV_630_0_node_83 | 20 | n |  | TRUE
105 | bus_MV_630_0_node_135 | 20 | n |  | TRUE
106 | bus_MV_630_0_node_132 | 20 | n |  | TRUE
107 | bus_MV_630_0_node_138 | 20 | n |  | TRUE
108 | bus_MV_630_0_node_89 | 20 | n |  | TRUE
109 | bus_MV_630_0_node_81 | 20 | n |  | TRUE
110 | bus_MV_630_0_node_148 | 20 | n |  | TRUE
111 | bus_MV_630_0_node_69 | 20 | n |  | TRUE
112 | bus_MV_630_0_node_70 | 20 | n |  | TRUE
113 | bus_MV_630_0_node_77 | 20 | n |  | TRUE
114 | bus_MV_630_0_node_76 | 20 | n |  | TRUE
115 | bus_MV_630_0_node_72 | 20 | n |  | TRUE
116 | bus_MV_630_0_node_73 | 20 | n |  | TRUE
117 | bus_MV_630_0_node_74 | 20 | n |  | TRUE
118 | bus_MV_630_0_node_136 | 20 | n |  | TRUE
119 | bus_MV_630_0_node_75 | 20 | n |  | TRUE
120 | bus_MV_630_0_node_85 | 20 | n |  | TRUE
121 | bus_MV_630_0_node_86 | 20 | n |  | TRUE
122 | bus_MV_630_0_node_156 | 20 | n |  | TRUE
123 | bus_MV_630_0_node_87 | 20 | n |  | TRUE
124 | bus_MV_630_0_node_95 | 20 | n |  | TRUE
125 | bus_MV_630_0_node_157 | 20 | n |  | TRUE
126 | bus_MV_630_0_node_88 | 20 | n |  | TRUE
127 | bus_MV_630_0_node_90 | 20 | n |  | TRUE
128 | bus_MV_630_0_node_91 | 20 | n |  | TRUE
129 | bus_MV_630_0_node_96 | 20 | n |  | TRUE
130 | bus_MV_630_0_node_98 | 20 | n |  | TRUE
131 | bus_MV_630_0_node_97 | 20 | n |  | TRUE
132 | bus_MV_630_0_node_171 | 20 | n |  | TRUE
133 | bus_MV_630_0_node_103 | 20 | n |  | TRUE
134 | bus_MV_630_0_node_100 | 20 | n |  | TRUE
135 | bus_MV_630_0_node_102 | 20 | n |  | TRUE
136 | bus_MV_630_0_node_172 | 20 | n |  | TRUE
137 | bus_MV_630_0_node_170 | 20 | n |  | TRUE
138 | bus_MV_630_0_node_99 | 20 | n |  | TRUE
139 | bus_MV_630_0_node_126 | 20 | n |  | TRUE
140 | bus_MV_630_0_node_124 | 20 | n |  | TRUE
141 | bus_MV_630_0_node_168 | 20 | n |  | TRUE
142 | bus_MV_630_0_node_101 | 20 | n |  | TRUE
143 | bus_MV_630_0_node_104 | 20 | n |  | TRUE
144 | bus_MV_630_0_node_120 | 20 | n |  | TRUE
145 | bus_MV_630_0_node_125 | 20 | n |  | TRUE
146 | bus_MV_630_0_node_105 | 20 | n |  | TRUE
147 | bus_MV_630_0_node_106 | 20 | n |  | TRUE
148 | bus_MV_630_0_node_107 | 20 | n |  | TRUE
149 | bus_MV_630_0_node_111 | 20 | n |  | TRUE
150 | bus_MV_630_0_node_110 | 20 | n |  | TRUE
151 | bus_MV_630_0_node_167 | 20 | n |  | TRUE
152 | bus_MV_630_0_node_121 | 20 | n |  | TRUE
153 | bus_MV_630_0_node_112 | 20 | n |  | TRUE
154 | bus_MV_630_0_node_166 | 20 | n |  | TRUE
155 | bus_MV_630_0_node_159 | 20 | n |  | TRUE
156 | bus_MV_630_0_node_109 | 20 | n |  | TRUE
157 | bus_MV_630_0_node_108 | 20 | n |  | TRUE
158 | bus_MV_630_0_node_160 | 20 | n |  | TRUE
159 | bus_MV_630_0_node_119 | 20 | n |  | TRUE
160 | bus_MV_630_0_node_163 | 20 | n |  | TRUE
161 | bus_MV_630_0_node_117 | 20 | n |  | TRUE
162 | bus_MV_630_0_node_127 | 20 | n |  | TRUE
163 | bus_MV_630_0_node_165 | 20 | n |  | TRUE
164 | bus_MV_630_0_node_123 | 20 | n |  | TRUE
165 | bus_MV_630_0_node_164 | 20 | n |  | TRUE
166 | bus_MV_630_0_node_122 | 20 | n |  | TRUE
167 | bus_MV_630_0_node_169 | 20 | n |  | TRUE
168 | bus_MV_630_0_node_134 | 20 | n |  | TRUE
169 | bus_MV_630_0_node_161 | 20 | n |  | TRUE
170 | bus_HV_630_0_node_13 | 110 | n |  | TRUE

## load
| name | bus | p_mw | q_mvar | const_z_percent | const_i_percent | sn_mva | scaling | in_service | type
0 | MV_630_0_load_0 | 0 | 0.31379 | 0.15197 | 0 | 0 |  | 1 | TRUE | wye
1 | MV_630_0_load_162 | 5 | 0.12671 | 0.061371 | 0 | 0 |  | 1 | TRUE | wye
2 | MV_630_0_load_115 | 6 | 0.2449 | 0.11861 | 0 | 0 |  | 1 | TRUE | wye
3 | MV_630_0_load_5 | 7 | 0.28744 | 0.13921 | 0 | 0 |  | 1 | TRUE | wye
4 | MV_630_0_load_176 | 10 | 0.3422 | 0.16574 | 0 | 0 |  | 1 | TRUE | wye
5 | MV_630_0_load_144 | 12 | 0.082017 | 0.039723 | 0 | 0 |  | 1 | TRUE | wye
6 | MV_630_0_load_8 | 13 | 0.38873 | 0.18827 | 0 | 0 |  | 1 | TRUE | wye
7 | MV_630_0_load_175 | 15 | 0.23412 | 0.11339 | 0 | 0 |  | 1 | TRUE | wye
8 | MV_630_0_load_21 | 20 | 0.23209 | 0.11241 | 0 | 0 |  | 1 | TRUE | wye
9 | MV_630_0_load_113 | 21 | 0.37894 | 0.18353 | 0 | 0 |  | 1 | TRUE | wye
10 | MV_630_0_load_9 | 26 | 0.3736 | 0.18094 | 0 | 0 |  | 1 | TRUE | wye
11 | MV_630_0_load_14 | 28 | 0.31631 | 0.15319 | 0 | 0 |  | 1 | TRUE | wye
12 | MV_630_0_load_79 | 29 | 0.3814 | 0.18472 | 0 | 0 |  | 1 | TRUE | wye
13 | MV_630_0_load_177 | 31 | 0.17563 | 0.085064 | 0 | 0 |  | 1 | TRUE | wye
14 | MV_630_0_load_173 | 32 | 0.30194 | 0.14624 | 0 | 0 |  | 1 | TRUE | wye
15 | MV_630_0_load_44 | 34 | 0.34072 | 0.16502 | 0 | 0 |  | 1 | TRUE | wye
16 | MV_630_0_load_152 | 39 | 0.090325 | 0.043746 | 0 | 0 |  | 1 | TRUE | wye
17 | MV_630_0_load_42 | 40 | 0.22827 | 0.11056 | 0 | 0 |  | 1 | TRUE | wye
18 | MV_630_0_load_151 | 41 | 0.1652 | 0.080009 | 0 | 0 |  | 1 | TRUE | wye
19 | MV_630_0_load_15 | 42 | 0.34015 | 0.16474 | 0 | 0 |  | 1 | TRUE | wye
20 | MV_630_0_load_19 | 46 | 0.27316 | 0.1323 | 0 | 0 |  | 1 | TRUE | wye
21 | MV_630_0_load_48 | 48 | 0.28733 | 0.13916 | 0 | 0 |  | 1 | TRUE | wye
22 | MV_630_0_load_47 | 49 | 0.33297 | 0.16126 | 0 | 0 |  | 1 | TRUE | wye
23 | MV_630_0_load_23 | 51 | 0.31274 | 0.15147 | 0 | 0 |  | 1 | TRUE | wye
24 | MV_630_0_load_145 | 53 | 0.21668 | 0.10495 | 0 | 0 |  | 1 | TRUE | wye
25 | MV_630_0_load_146 | 54 | 0.12116 | 0.05868 | 0 | 0 |  | 1 | TRUE | wye
26 | MV_630_0_load_84 | 56 | 0.081597 | 0.039519 | 0 | 0 |  | 1 | TRUE | wye
27 | MV_630_0_load_40 | 57 | 0.21736 | 0.10527 | 0 | 0 |  | 1 | TRUE | wye
28 | MV_630_0_load_25 | 59 | 0.25312 | 0.12259 | 0 | 0 |  | 1 | TRUE | wye
29 | MV_630_0_load_92 | 61 | 0.41234 | 0.19971 | 0 | 0 |  | 1 | TRUE | wye
30 | MV_630_0_load_45 | 62 | 0.35852 | 0.17364 | 0 | 0 |  | 1 | TRUE | wye
31 | MV_630_0_load_34 | 63 | 0.24758 | 0.11991 | 0 | 0 |  | 1 | TRUE | wye
32 | MV_630_0_load_174 | 65 | 0.30914 | 0.14972 | 0 | 0 |  | 1 | TRUE | wye
33 | MV_630_0_load_31 | 67 | 0.23254 | 0.11262 | 0 | 0 |  | 1 | TRUE | wye
34 | MV_630_0_load_32 | 68 | 0.15045 | 0.072865 | 0 | 0 |  | 1 | TRUE | wye
35 | MV_630_0_load_80 | 73 | 0.28487 | 0.13797 | 0 | 0 |  | 1 | TRUE | wye
36 | MV_630_0_load_54 | 75 | 0.39023 | 0.189 | 0 | 0 |  | 1 | TRUE | wye
37 | MV_630_0_load_142 | 76 | 0.099127 | 0.048009 | 0 | 0 |  | 1 | TRUE | wye
38 | MV_630_0_load_71 | 77 | 0.41738 | 0.20215 | 0 | 0 |  | 1 | TRUE | wye
39 | MV_630_0_load_140 | 78 | 0.23257 | 0.11264 | 0 | 0 |  | 1 | TRUE | wye
40 | MV_630_0_load_51 | 79 | 0.30985 | 0.15007 | 0 | 0 |  | 1 | TRUE | wye
41 | MV_630_0_load_62 | 82 | 0.32269 | 0.15629 | 0 | 0 |  | 1 | TRUE | wye
42 | MV_630_0_load_55 | 84 | 0.28028 | 0.13575 | 0 | 0 |  | 1 | TRUE | wye
43 | MV_630_0_load_58 | 86 | 0.12364 | 0.059883 | 0 | 0 |  | 1 | TRUE | wye
44 | MV_630_0_load_141 | 88 | 0.13251 | 0.064179 | 0 | 0 |  | 1 | TRUE | wye
45 | MV_630_0_load_139 | 90 | 0.17222 | 0.08341 | 0 | 0 |  | 1 | TRUE | wye
46 | MV_630_0_load_133 | 91 | 0.13786 | 0.066768 | 0 | 0 |  | 1 | TRUE | wye
47 | MV_630_0_load_155 | 94 | 0.1281 | 0.062042 | 0 | 0 |  | 1 | TRUE | wye
48 | MV_630_0_load_158 | 98 | 0.13372 | 0.064762 | 0 | 0 |  | 1 | TRUE | wye
49 | MV_630_0_load_131 | 99 | 0.16783 | 0.081286 | 0 | 0 |  | 1 | TRUE | wye
50 | MV_630_0_load_137 | 102 | 0.24031 | 0.11639 | 0 | 0 |  | 1 | TRUE | wye
51 | MV_630_0_load_143 | 103 | 0.12514 | 0.060609 | 0 | 0 |  | 1 | TRUE | wye
52 | MV_630_0_load_83 | 104 | 0.16886 | 0.081784 | 0 | 0 |  | 1 | TRUE | wye
53 | MV_630_0_load_135 | 105 | 0.25848 | 0.12519 | 0 | 0 |  | 1 | TRUE | wye
54 | MV_630_0_load_89 | 108 | 0.10177 | 0.049287 | 0 | 0 |  | 1 | TRUE | wye
55 | MV_630_0_load_81 | 109 | 0.26617 | 0.12891 | 0 | 0 |  | 1 | TRUE | wye
56 | MV_630_0_load_148 | 110 | 0.2534 | 0.12273 | 0 | 0 |  | 1 | TRUE | wye
57 | MV_630_0_load_69 | 111 | 0.3404 | 0.16486 | 0 | 0 |  | 1 | TRUE | wye
58 | MV_630_0_load_76 | 114 | 0.088083 | 0.04266 | 0 | 0 |  | 1 | TRUE | wye
59 | MV_630_0_load_73 | 116 | 0.15107 | 0.073169 | 0 | 0 |  | 1 | TRUE | wye
60 | MV_630_0_load_75 | 119 | 0.12605 | 0.061049 | 0 | 0 |  | 1 | TRUE | wye
61 | MV_630_0_load_156 | 122 | 0.18307 | 0.088666 | 0 | 0 |  | 1 | TRUE | wye
62 | MV_630_0_load_95 | 124 | 0.3327 | 0.16113 | 0 | 0 |  | 1 | TRUE | wye
63 | MV_630_0_load_157 | 125 | 0.16119 | 0.078066 | 0 | 0 |  | 1 | TRUE | wye
64 | MV_630_0_load_88 | 126 | 0.25925 | 0.12556 | 0 | 0 |  | 1 | TRUE | wye
65 | MV_630_0_load_90 | 127 | 0.27792 | 0.1346 | 0 | 0 |  | 1 | TRUE | wye
66 | MV_630_0_load_96 | 129 | 0.12464 | 0.060365 | 0 | 0 |  | 1 | TRUE | wye
67 | MV_630_0_load_103 | 133 | 0.33142 | 0.16051 | 0 | 0 |  | 1 | TRUE | wye
68 | MV_630_0_load_172 | 136 | 0.1461 | 0.070758 | 0 | 0 |  | 1 | TRUE | wye
69 | MV_630_0_load_126 | 139 | 0.26519 | 0.12844 | 0 | 0 |  | 1 | TRUE | wye
70 | MV_630_0_load_168 | 141 | 0.20936 | 0.1014 | 0 | 0 |  | 1 | TRUE | wye
71 | MV_630_0_load_104 | 143 | 0.41414 | 0.20058 | 0 | 0 |  | 1 | TRUE | wye
72 | MV_630_0_load_120 | 144 | 0.21238 | 0.10286 | 0 | 0 |  | 1 | TRUE | wye
73 | MV_630_0_load_105 | 146 | 0.20546 | 0.099509 | 0 | 0 |  | 1 | TRUE | wye
74 | MV_630_0_load_167 | 151 | 0.21896 | 0.10605 | 0 | 0 |  | 1 | TRUE | wye
75 | MV_630_0_load_121 | 152 | 0.30167 | 0.14611 | 0 | 0 |  | 1 | TRUE | wye
76 | MV_630_0_load_166 | 154 | 0.21969 | 0.1064 | 0 | 0 |  | 1 | TRUE | wye
77 | MV_630_0_load_159 | 155 | 0.69796 | 0.33804 | 0 | 0 |  | 1 | TRUE | wye
78 | MV_630_0_load_108 | 157 | 0.27988 | 0.13555 | 0 | 0 |  | 1 | TRUE | wye
79 | MV_630_0_load_163 | 160 | 0.33931 | 0.16434 | 0 | 0 |  | 1 | TRUE | wye
80 | MV_630_0_load_127 | 162 | 0.34 | 0.16467 | 0 | 0 |  | 1 | TRUE | wye
81 | MV_630_0_load_165 | 163 | 0.083987 | 0.040677 | 0 | 0 |  | 1 | TRUE | wye
82 | MV_630_0_load_164 | 165 | 0.10763 | 0.05213 | 0 | 0 |  | 1 | TRUE | wye
83 | MV_630_0_load_122 | 166 | 0.28076 | 0.13598 | 0 | 0 |  | 1 | TRUE | wye
84 | MV_630_0_load_169 | 167 | 0.33574 | 0.16261 | 0 | 0 |  | 1 | TRUE | wye
85 | MV_630_0_load_134 | 168 | 0.084345 | 0.04085 | 0 | 0 |  | 1 | TRUE | wye
86 | MV_630_0_load_161 | 169 | 0.26917 | 0.13037 | 0 | 0 |  | 1 | TRUE | wye

## ext_grid
| name | bus | vm_pu | va_degree | slack_weight | in_service
0 |  | 33 | 1 | 0 | 1 | TRUE

## line
| name | std_type | from_bus | to_bus | length_km | r_ohm_per_km | x_ohm_per_km | c_nf_per_km | g_us_per_km | max_i_ka | df | parallel | type | in_service
0 | MV_630_0_line_0 |  | 0 | 1 | 0.022926 | 0.103 | 0.058 | 500 | 0 | 0.638 | 1 | 1 | cs | TRUE
1 | MV_630_0_line_1 |  | 0 | 2 | 0.48802 | 0.119 | 0.32 | 11 | 0 | 0.645 | 1 | 1 | ol | TRUE
2 | MV_630_0_line_2 |  | 1 | 3 | 0.50062 | 0.103 | 0.058 | 500 | 0 | 0.638 | 1 | 1 | cs | TRUE
3 | MV_630_0_line_3 |  | 2 | 4 | 0.18589 | 0.445 | 0.132 | 190 | 0 | 0.22 | 1 | 1 | cs | TRUE
4 | MV_630_0_line_4 |  | 2 | 5 | 0.13516 | 0.5939 | 0.372 | 9.5 | 0 | 0.21 | 1 | 1 | ol | TRUE
5 | MV_630_0_line_5 |  | 2 | 6 | 0.052948 | 0.103 | 0.058 | 500 | 0 | 0.638 | 1 | 1 | cs | TRUE
6 | MV_630_0_line_6 |  | 3 | 7 | 0.04333 | 0.103 | 0.058 | 500 | 0 | 0.638 | 1 | 1 | cs | TRUE
7 | MV_630_0_line_7 |  | 4 | 162 | 0.049266 | 0.5939 | 0.372 | 9.5 | 0 | 0.21 | 1 | 1 | ol | TRUE
8 | MV_630_0_line_8 |  | 5 | 159 | 0.077934 | 0.445 | 0.132 | 190 | 0 | 0.22 | 1 | 1 | cs | TRUE
9 | MV_630_0_line_9 |  | 6 | 161 | 0.077134 | 0.103 | 0.058 | 500 | 0 | 0.638 | 1 | 1 | cs | TRUE
10 | MV_630_0_line_10 |  | 6 | 23 | 0.083922 | 0.445 | 0.132 | 190 | 0 | 0.22 | 1 | 1 | cs | TRUE
11 | MV_630_0_line_11 |  | 7 | 11 | 0.036635 | 0.103 | 0.058 | 500 | 0 | 0.638 | 1 | 1 | cs | TRUE
12 | MV_630_0_line_12 |  | 8 | 9 | 0.13268 | 0.103 | 0.058 | 500 | 0 | 0.638 | 1 | 1 | cs | TRUE
13 | MV_630_0_line_13 |  | 8 | 10 | 0.048882 | 0.119 | 0.32 | 11 | 0 | 0.645 | 1 | 1 | ol | TRUE
14 | MV_630_0_line_14 |  | 9 | 15 | 0.04736 | 0.103 | 0.058 | 500 | 0 | 0.638 | 1 | 1 | cs | TRUE
15 | MV_630_0_line_15 |  | 9 | 16 | 0.092307 | 0.103 | 0.058 | 500 | 0 | 0.638 | 1 | 1 | cs | TRUE
16 | MV_630_0_line_16 |  | 10 | 17 | 0.10879 | 0.119 | 0.32 | 11 | 0 | 0.645 | 1 | 1 | ol | TRUE
17 | MV_630_0_line_17 |  | 11 | 25 | 0.020588 | 0.103 | 0.058 | 500 | 0 | 0.638 | 1 | 1 | cs | TRUE
18 | MV_630_0_line_18 |  | 12 | 13 | 0.24769 | 0.119 | 0.32 | 11 | 0 | 0.645 | 1 | 1 | ol | TRUE
19 | MV_630_0_line_19 |  | 12 | 14 | 0.040171 | 0.103 | 0.058 | 500 | 0 | 0.638 | 1 | 1 | cs | TRUE
20 | MV_630_0_line_20 |  | 13 | 25 | 0.03001 | 0.103 | 0.058 | 500 | 0 | 0.638 | 1 | 1 | cs | TRUE
21 | MV_630_0_line_21 |  | 14 | 33 | 0.22876 | 0.103 | 0.058 | 500 | 0 | 0.638 | 1 | 1 | cs | TRUE
22 | MV_630_0_line_22 |  | 14 | 30 | 0.34065 | 0.445 | 0.132 | 190 | 0 | 0.22 | 1 | 1 | cs | TRUE
23 | MV_630_0_line_23 |  | 15 | 38 | 0.050104 | 0.161 | 0.117 | 273 | 0 | 0.362 | 1 | 1 | cs | TRUE
24 | MV_630_0_line_24 |  | 16 | 40 | 0.039405 | 0.445 | 0.132 | 190 | 0 | 0.22 | 1 | 1 | cs | TRUE
25 | MV_630_0_line_25 |  | 16 | 57 | 0.059745 | 0.119 | 0.32 | 11 | 0 | 0.645 | 1 | 1 | ol | TRUE
26 | MV_630_0_line_26 |  | 17 | 66 | 0.10902 | 0.103 | 0.058 | 500 | 0 | 0.638 | 1 | 1 | cs | TRUE
27 | MV_630_0_line_27 |  | 17 | 125 | 0.0072702 | 0.103 | 0.058 | 500 | 0 | 0.638 | 1 | 1 | cs | TRUE
28 | MV_630_0_line_28 |  | 18 | 19 | 0.05154 | 0.103 | 0.058 | 500 | 0 | 0.638 | 1 | 1 | cs | TRUE
29 | MV_630_0_line_29 |  | 18 | 20 | 0.027133 | 0.103 | 0.058 | 500 | 0 | 0.638 | 1 | 1 | cs | TRUE
30 | MV_630_0_line_30 |  | 19 | 56 | 0.036887 | 0.103 | 0.058 | 500 | 0 | 0.638 | 1 | 1 | cs | TRUE
31 | MV_630_0_line_31 |  | 20 | 51 | 0.055535 | 0.119 | 0.32 | 11 | 0 | 0.645 | 1 | 1 | ol | TRUE
32 | MV_630_0_line_32 |  | 21 | 22 | 0.029812 | 0.445 | 0.132 | 190 | 0 | 0.22 | 1 | 1 | cs | TRUE
33 | MV_630_0_line_33 |  | 22 | 159 | 0.098684 | 0.445 | 0.132 | 190 | 0 | 0.22 | 1 | 1 | cs | TRUE
34 | MV_630_0_line_34 |  | 23 | 24 | 0.17502 | 0.445 | 0.132 | 190 | 0 | 0.22 | 1 | 1 | cs | TRUE
35 | MV_630_0_line_35 |  | 24 | 165 | 0.024056 | 0.445 | 0.132 | 190 | 0 | 0.22 | 1 | 1 | cs | TRUE
36 | MV_630_0_line_36 |  | 26 | 27 | 0.057573 | 0.445 | 0.132 | 190 | 0 | 0.22 | 1 | 1 | cs | TRUE
37 | MV_630_0_line_37 |  | 26 | 28 | 0.20158 | 0.5939 | 0.372 | 9.5 | 0 | 0.21 | 1 | 1 | ol | TRUE
38 | MV_630_0_line_38 |  | 26 | 29 | 0.18705 | 0.5939 | 0.372 | 9.5 | 0 | 0.21 | 1 | 1 | ol | TRUE
39 | MV_630_0_line_39 |  | 27 | 30 | 0.18124 | 0.445 | 0.132 | 190 | 0 | 0.22 | 1 | 1 | cs | TRUE
40 | MV_630_0_line_40 |  | 29 | 31 | 0.15111 | 0.5939 | 0.372 | 9.5 | 0 | 0.21 | 1 | 1 | ol | TRUE
41 | MV_630_0_line_41 |  | 30 | 32 | 0.038232 | 0.5939 | 0.372 | 9.5 | 0 | 0.21 | 1 | 1 | ol | TRUE
42 | MV_630_0_line_42 |  | 31 | 47 | 0.014349 | 0.445 | 0.132 | 190 | 0 | 0.22 | 1 | 1 | cs | TRUE
43 | MV_630_0_line_43 |  | 33 | 34 | 0.042252 | 0.119 | 0.32 | 11 | 0 | 0.645 | 1 | 1 | ol | TRUE
44 | MV_630_0_line_44 |  | 34 | 35 | 0.049414 | 0.103 | 0.058 | 500 | 0 | 0.638 | 1 | 1 | cs | TRUE
45 | MV_630_0_line_45 |  | 35 | 36 | 0.16522 | 0.103 | 0.058 | 500 | 0 | 0.638 | 1 | 1 | cs | TRUE
46 | MV_630_0_line_46 |  | 36 | 61 | 0.15521 | 0.119 | 0.32 | 11 | 0 | 0.645 | 1 | 1 | ol | TRUE
47 | MV_630_0_line_47 |  | 36 | 59 | 0.02817 | 0.119 | 0.32 | 11 | 0 | 0.645 | 1 | 1 | ol | TRUE
48 | MV_630_0_line_48 |  | 37 | 38 | 0.048974 | 0.445 | 0.132 | 190 | 0 | 0.22 | 1 | 1 | cs | TRUE
49 | MV_630_0_line_49 |  | 37 | 39 | 0.023856 | 0.445 | 0.132 | 190 | 0 | 0.22 | 1 | 1 | cs | TRUE
50 | MV_630_0_line_50 |  | 39 | 41 | 0.027249 | 0.445 | 0.132 | 190 | 0 | 0.22 | 1 | 1 | cs | TRUE
51 | MV_630_0_line_51 |  | 42 | 43 | 0.037136 | 0.445 | 0.132 | 190 | 0 | 0.22 | 1 | 1 | cs | TRUE
52 | MV_630_0_line_52 |  | 43 | 44 | 0.2291 | 0.445 | 0.132 | 190 | 0 | 0.22 | 1 | 1 | cs | TRUE
53 | MV_630_0_line_53 |  | 44 | 45 | 0.35774 | 0.445 | 0.132 | 190 | 0 | 0.22 | 1 | 1 | cs | TRUE
54 | MV_630_0_line_54 |  | 44 | 46 | 0.029012 | 0.5939 | 0.372 | 9.5 | 0 | 0.21 | 1 | 1 | ol | TRUE
55 | MV_630_0_line_55 |  | 44 | 47 | 0.24279 | 0.5939 | 0.372 | 9.5 | 0 | 0.21 | 1 | 1 | ol | TRUE
56 | MV_630_0_line_56 |  | 45 | 48 | 0.033609 | 0.445 | 0.132 | 190 | 0 | 0.22 | 1 | 1 | cs | TRUE
57 | MV_630_0_line_57 |  | 49 | 50 | 0.19084 | 0.306 | 0.35 | 10 | 0 | 0.35 | 1 | 1 | ol | TRUE
58 | MV_630_0_line_58 |  | 50 | 64 | 0.088003 | 0.161 | 0.117 | 273 | 0 | 0.362 | 1 | 1 | cs | TRUE
59 | MV_630_0_line_59 |  | 50 | 65 | 0.00332 | 0.445 | 0.132 | 190 | 0 | 0.22 | 1 | 1 | cs | TRUE
60 | MV_630_0_line_60 |  | 51 | 52 | 0.019101 | 0.103 | 0.058 | 500 | 0 | 0.638 | 1 | 1 | cs | TRUE
61 | MV_630_0_line_61 |  | 52 | 55 | 0.048418 | 0.103 | 0.058 | 500 | 0 | 0.638 | 1 | 1 | cs | TRUE
62 | MV_630_0_line_62 |  | 53 | 54 | 0.013434 | 0.103 | 0.058 | 500 | 0 | 0.638 | 1 | 1 | cs | TRUE
63 | MV_630_0_line_63 |  | 54 | 55 | 0.026095 | 0.103 | 0.058 | 500 | 0 | 0.638 | 1 | 1 | cs | TRUE
64 | MV_630_0_line_64 |  | 55 | 110 | 0.01486 | 0.103 | 0.058 | 500 | 0 | 0.638 | 1 | 1 | cs | TRUE
65 | MV_630_0_line_65 |  | 56 | 58 | 0.037716 | 0.103 | 0.058 | 500 | 0 | 0.638 | 1 | 1 | cs | TRUE
66 | MV_630_0_line_66 |  | 58 | 120 | 0.051407 | 0.103 | 0.058 | 500 | 0 | 0.638 | 1 | 1 | cs | TRUE
67 | MV_630_0_line_67 |  | 58 | 121 | 0.082952 | 0.103 | 0.058 | 500 | 0 | 0.638 | 1 | 1 | cs | TRUE
68 | MV_630_0_line_68 |  | 59 | 60 | 0.16145 | 0.119 | 0.32 | 11 | 0 | 0.645 | 1 | 1 | ol | TRUE
69 | MV_630_0_line_69 |  | 60 | 62 | 0.14144 | 0.119 | 0.32 | 11 | 0 | 0.645 | 1 | 1 | ol | TRUE
70 | MV_630_0_line_70 |  | 60 | 63 | 0.032569 | 0.119 | 0.32 | 11 | 0 | 0.645 | 1 | 1 | ol | TRUE
71 | MV_630_0_line_71 |  | 61 | 66 | 0.0038076 | 0.103 | 0.058 | 500 | 0 | 0.638 | 1 | 1 | cs | TRUE
72 | MV_630_0_line_72 |  | 62 | 64 | 0.004684 | 0.161 | 0.117 | 273 | 0 | 0.362 | 1 | 1 | cs | TRUE
73 | MV_630_0_line_73 |  | 67 | 68 | 0.048207 | 0.445 | 0.132 | 190 | 0 | 0.22 | 1 | 1 | cs | TRUE
74 | MV_630_0_line_74 |  | 68 | 69 | 0.010514 | 0.445 | 0.132 | 190 | 0 | 0.22 | 1 | 1 | cs | TRUE
75 | MV_630_0_line_75 |  | 69 | 70 | 0.099779 | 0.445 | 0.132 | 190 | 0 | 0.22 | 1 | 1 | cs | TRUE
76 | MV_630_0_line_76 |  | 70 | 77 | 0.026447 | 0.445 | 0.132 | 190 | 0 | 0.22 | 1 | 1 | cs | TRUE
77 | MV_630_0_line_77 |  | 71 | 72 | 0.056258 | 0.445 | 0.132 | 190 | 0 | 0.22 | 1 | 1 | cs | TRUE
78 | MV_630_0_line_78 |  | 71 | 73 | 0.007906 | 0.445 | 0.132 | 190 | 0 | 0.22 | 1 | 1 | cs | TRUE
79 | MV_630_0_line_79 |  | 72 | 76 | 0.066831 | 0.445 | 0.132 | 190 | 0 | 0.22 | 1 | 1 | cs | TRUE
80 | MV_630_0_line_80 |  | 72 | 74 | 0.025295 | 0.445 | 0.132 | 190 | 0 | 0.22 | 1 | 1 | cs | TRUE
81 | MV_630_0_line_81 |  | 74 | 75 | 0.012148 | 0.445 | 0.132 | 190 | 0 | 0.22 | 1 | 1 | cs | TRUE
82 | MV_630_0_line_82 |  | 76 | 78 | 0.05164 | 0.119 | 0.32 | 11 | 0 | 0.645 | 1 | 1 | ol | TRUE
83 | MV_630_0_line_83 |  | 77 | 111 | 0.046188 | 0.445 | 0.132 | 190 | 0 | 0.22 | 1 | 1 | cs | TRUE
84 | MV_630_0_line_84 |  | 78 | 90 | 0.048336 | 0.103 | 0.058 | 500 | 0 | 0.638 | 1 | 1 | cs | TRUE
85 | MV_630_0_line_85 |  | 79 | 80 | 0.006997 | 0.445 | 0.132 | 190 | 0 | 0.22 | 1 | 1 | cs | TRUE
86 | MV_630_0_line_86 |  | 80 | 81 | 0.0409 | 0.445 | 0.132 | 190 | 0 | 0.22 | 1 | 1 | cs | TRUE
87 | MV_630_0_line_87 |  | 81 | 82 | 0.072464 | 0.119 | 0.32 | 11 | 0 | 0.645 | 1 | 1 | ol | TRUE
88 | MV_630_0_line_88 |  | 82 | 83 | 0.043941 | 0.103 | 0.058 | 500 | 0 | 0.638 | 1 | 1 | cs | TRUE
89 | MV_630_0_line_89 |  | 83 | 96 | 0.010047 | 0.103 | 0.058 | 500 | 0 | 0.638 | 1 | 1 | cs | TRUE
90 | MV_630_0_line_90 |  | 83 | 92 | 0.056371 | 0.103 | 0.058 | 500 | 0 | 0.638 | 1 | 1 | cs | TRUE
91 | MV_630_0_line_91 |  | 83 | 97 | 0.043556 | 0.103 | 0.058 | 500 | 0 | 0.638 | 1 | 1 | cs | TRUE
92 | MV_630_0_line_92 |  | 84 | 85 | 0.018988 | 0.103 | 0.058 | 500 | 0 | 0.638 | 1 | 1 | cs | TRUE
93 | MV_630_0_line_93 |  | 84 | 86 | 0.040258 | 0.103 | 0.058 | 500 | 0 | 0.638 | 1 | 1 | cs | TRUE
94 | MV_630_0_line_94 |  | 85 | 87 | 0.055983 | 0.103 | 0.058 | 500 | 0 | 0.638 | 1 | 1 | cs | TRUE
95 | MV_630_0_line_95 |  | 86 | 88 | 0.036449 | 0.119 | 0.32 | 11 | 0 | 0.645 | 1 | 1 | ol | TRUE
96 | MV_630_0_line_96 |  | 87 | 91 | 0.017054 | 0.103 | 0.058 | 500 | 0 | 0.638 | 1 | 1 | cs | TRUE
97 | MV_630_0_line_97 |  | 88 | 89 | 0.050871 | 0.103 | 0.058 | 500 | 0 | 0.638 | 1 | 1 | cs | TRUE
98 | MV_630_0_line_98 |  | 89 | 90 | 0.026595 | 0.103 | 0.058 | 500 | 0 | 0.638 | 1 | 1 | cs | TRUE
99 | MV_630_0_line_99 |  | 91 | 92 | 0.029471 | 0.103 | 0.058 | 500 | 0 | 0.638 | 1 | 1 | cs | TRUE
100 | MV_630_0_line_100 |  | 92 | 99 | 0.030119 | 0.103 | 0.058 | 500 | 0 | 0.638 | 1 | 1 | cs | TRUE
101 | MV_630_0_line_101 |  | 93 | 94 | 0.038207 | 0.103 | 0.058 | 500 | 0 | 0.638 | 1 | 1 | cs | TRUE
102 | MV_630_0_line_102 |  | 93 | 95 | 0.024403 | 0.103 | 0.058 | 500 | 0 | 0.638 | 1 | 1 | cs | TRUE
103 | MV_630_0_line_103 |  | 95 | 110 | 0.058821 | 0.103 | 0.058 | 500 | 0 | 0.638 | 1 | 1 | cs | TRUE
104 | MV_630_0_line_104 |  | 95 | 128 | 0.050295 | 0.103 | 0.058 | 500 | 0 | 0.638 | 1 | 1 | cs | TRUE
105 | MV_630_0_line_105 |  | 96 | 98 | 0.028921 | 0.103 | 0.058 | 500 | 0 | 0.638 | 1 | 1 | cs | TRUE
106 | MV_630_0_line_106 |  | 97 | 105 | 0.059097 | 0.103 | 0.058 | 500 | 0 | 0.638 | 1 | 1 | cs | TRUE
107 | MV_630_0_line_107 |  | 97 | 100 | 0.16544 | 0.103 | 0.058 | 500 | 0 | 0.638 | 1 | 1 | cs | TRUE
108 | MV_630_0_line_108 |  | 99 | 106 | 0.03238 | 0.103 | 0.058 | 500 | 0 | 0.638 | 1 | 1 | cs | TRUE
109 | MV_630_0_line_109 |  | 100 | 101 | 0.17745 | 0.103 | 0.058 | 500 | 0 | 0.638 | 1 | 1 | cs | TRUE
110 | MV_630_0_line_110 |  | 100 | 102 | 0.031526 | 0.161 | 0.117 | 273 | 0 | 0.362 | 1 | 1 | cs | TRUE
111 | MV_630_0_line_111 |  | 101 | 103 | 0.05671 | 0.103 | 0.058 | 500 | 0 | 0.638 | 1 | 1 | cs | TRUE
112 | MV_630_0_line_112 |  | 101 | 104 | 0.062982 | 0.119 | 0.32 | 11 | 0 | 0.645 | 1 | 1 | ol | TRUE
113 | MV_630_0_line_113 |  | 102 | 107 | 0.0044609 | 0.445 | 0.132 | 190 | 0 | 0.22 | 1 | 1 | cs | TRUE
114 | MV_630_0_line_114 |  | 103 | 108 | 0.018413 | 0.119 | 0.32 | 11 | 0 | 0.645 | 1 | 1 | ol | TRUE
115 | MV_630_0_line_115 |  | 104 | 109 | 0.036095 | 0.103 | 0.058 | 500 | 0 | 0.638 | 1 | 1 | cs | TRUE
116 | MV_630_0_line_116 |  | 106 | 168 | 0.012543 | 0.103 | 0.058 | 500 | 0 | 0.638 | 1 | 1 | cs | TRUE
117 | MV_630_0_line_117 |  | 107 | 118 | 0.06445 | 0.445 | 0.132 | 190 | 0 | 0.22 | 1 | 1 | cs | TRUE
118 | MV_630_0_line_118 |  | 108 | 126 | 0.017153 | 0.103 | 0.058 | 500 | 0 | 0.638 | 1 | 1 | cs | TRUE
119 | MV_630_0_line_119 |  | 111 | 112 | 0.016974 | 0.445 | 0.132 | 190 | 0 | 0.22 | 1 | 1 | cs | TRUE
120 | MV_630_0_line_120 |  | 112 | 113 | 0.029155 | 0.445 | 0.132 | 190 | 0 | 0.22 | 1 | 1 | cs | TRUE
121 | MV_630_0_line_121 |  | 113 | 114 | 0.039866 | 0.445 | 0.132 | 190 | 0 | 0.22 | 1 | 1 | cs | TRUE
122 | MV_630_0_line_122 |  | 114 | 117 | 0.030628 | 0.445 | 0.132 | 190 | 0 | 0.22 | 1 | 1 | cs | TRUE
123 | MV_630_0_line_123 |  | 115 | 116 | 0.05376 | 0.445 | 0.132 | 190 | 0 | 0.22 | 1 | 1 | cs | TRUE
124 | MV_630_0_line_124 |  | 115 | 117 | 0.059568 | 0.445 | 0.132 | 190 | 0 | 0.22 | 1 | 1 | cs | TRUE
125 | MV_630_0_line_125 |  | 116 | 118 | 0.03721 | 0.445 | 0.132 | 190 | 0 | 0.22 | 1 | 1 | cs | TRUE
126 | MV_630_0_line_126 |  | 117 | 119 | 0.01689 | 0.445 | 0.132 | 190 | 0 | 0.22 | 1 | 1 | cs | TRUE
127 | MV_630_0_line_127 |  | 120 | 122 | 0.043541 | 0.103 | 0.058 | 500 | 0 | 0.638 | 1 | 1 | cs | TRUE
128 | MV_630_0_line_128 |  | 121 | 123 | 0.061305 | 0.103 | 0.058 | 500 | 0 | 0.638 | 1 | 1 | cs | TRUE
129 | MV_630_0_line_129 |  | 121 | 124 | 0.014878 | 0.103 | 0.058 | 500 | 0 | 0.638 | 1 | 1 | cs | TRUE
130 | MV_630_0_line_130 |  | 123 | 125 | 0.043297 | 0.103 | 0.058 | 500 | 0 | 0.638 | 1 | 1 | cs | TRUE
131 | MV_630_0_line_131 |  | 126 | 127 | 0.0499 | 0.103 | 0.058 | 500 | 0 | 0.638 | 1 | 1 | cs | TRUE
132 | MV_630_0_line_132 |  | 127 | 128 | 0.016912 | 0.103 | 0.058 | 500 | 0 | 0.638 | 1 | 1 | cs | TRUE
133 | MV_630_0_line_133 |  | 129 | 130 | 0.062426 | 0.445 | 0.132 | 190 | 0 | 0.22 | 1 | 1 | cs | TRUE
134 | MV_630_0_line_134 |  | 129 | 131 | 0.1039 | 0.5939 | 0.372 | 9.5 | 0 | 0.21 | 1 | 1 | ol | TRUE
135 | MV_630_0_line_135 |  | 129 | 132 | 0.14396 | 0.5939 | 0.372 | 9.5 | 0 | 0.21 | 1 | 1 | ol | TRUE
136 | MV_630_0_line_136 |  | 130 | 133 | 0.078282 | 0.445 | 0.132 | 190 | 0 | 0.22 | 1 | 1 | cs | TRUE
137 | MV_630_0_line_137 |  | 131 | 134 | 0.14221 | 0.445 | 0.132 | 190 | 0 | 0.22 | 1 | 1 | cs | TRUE
138 | MV_630_0_line_138 |  | 131 | 135 | 0.31504 | 0.445 | 0.132 | 190 | 0 | 0.22 | 1 | 1 | cs | TRUE
139 | MV_630_0_line_139 |  | 132 | 136 | 0.017782 | 0.445 | 0.132 | 190 | 0 | 0.22 | 1 | 1 | cs | TRUE
140 | MV_630_0_line_140 |  | 132 | 137 | 0.29329 | 0.445 | 0.132 | 190 | 0 | 0.22 | 1 | 1 | cs | TRUE
141 | MV_630_0_line_141 |  | 133 | 138 | 0.081946 | 0.306 | 0.35 | 10 | 0 | 0.35 | 1 | 1 | ol | TRUE
142 | MV_630_0_line_142 |  | 134 | 141 | 0.033599 | 0.5939 | 0.372 | 9.5 | 0 | 0.21 | 1 | 1 | ol | TRUE
143 | MV_630_0_line_143 |  | 135 | 144 | 0.014821 | 0.445 | 0.132 | 190 | 0 | 0.22 | 1 | 1 | cs | TRUE
144 | MV_630_0_line_144 |  | 135 | 142 | 0.19777 | 0.445 | 0.132 | 190 | 0 | 0.22 | 1 | 1 | cs | TRUE
145 | MV_630_0_line_145 |  | 137 | 167 | 0.11772 | 0.445 | 0.132 | 190 | 0 | 0.22 | 1 | 1 | cs | TRUE
146 | MV_630_0_line_146 |  | 138 | 139 | 0.058707 | 0.5939 | 0.372 | 9.5 | 0 | 0.21 | 1 | 1 | ol | TRUE
147 | MV_630_0_line_147 |  | 138 | 140 | 0.10696 | 0.119 | 0.32 | 11 | 0 | 0.645 | 1 | 1 | ol | TRUE
148 | MV_630_0_line_148 |  | 140 | 145 | 0.26191 | 0.103 | 0.058 | 500 | 0 | 0.638 | 1 | 1 | cs | TRUE
149 | MV_630_0_line_149 |  | 142 | 143 | 0.017154 | 0.445 | 0.132 | 190 | 0 | 0.22 | 1 | 1 | cs | TRUE
150 | MV_630_0_line_150 |  | 143 | 146 | 0.19866 | 0.5939 | 0.372 | 9.5 | 0 | 0.21 | 1 | 1 | ol | TRUE
151 | MV_630_0_line_151 |  | 145 | 163 | 0.027743 | 0.445 | 0.132 | 190 | 0 | 0.22 | 1 | 1 | cs | TRUE
152 | MV_630_0_line_152 |  | 145 | 164 | 0.11547 | 0.445 | 0.132 | 190 | 0 | 0.22 | 1 | 1 | cs | TRUE
153 | MV_630_0_line_153 |  | 145 | 161 | 0.040241 | 0.103 | 0.058 | 500 | 0 | 0.638 | 1 | 1 | cs | TRUE
154 | MV_630_0_line_154 |  | 146 | 147 | 0.053147 | 0.445 | 0.132 | 190 | 0 | 0.22 | 1 | 1 | cs | TRUE
155 | MV_630_0_line_155 |  | 147 | 148 | 0.16784 | 0.445 | 0.132 | 190 | 0 | 0.22 | 1 | 1 | cs | TRUE
156 | MV_630_0_line_156 |  | 148 | 149 | 0.16816 | 0.445 | 0.132 | 190 | 0 | 0.22 | 1 | 1 | cs | TRUE
157 | MV_630_0_line_157 |  | 148 | 150 | 0.39606 | 0.445 | 0.132 | 190 | 0 | 0.22 | 1 | 1 | cs | TRUE
158 | MV_630_0_line_158 |  | 149 | 151 | 0.004865 | 0.445 | 0.132 | 190 | 0 | 0.22 | 1 | 1 | cs | TRUE
159 | MV_630_0_line_159 |  | 149 | 152 | 0.048328 | 0.5939 | 0.372 | 9.5 | 0 | 0.21 | 1 | 1 | ol | TRUE
160 | MV_630_0_line_160 |  | 150 | 155 | 0.02091 | 0.445 | 0.132 | 190 | 0 | 0.22 | 1 | 1 | cs | TRUE
161 | MV_630_0_line_161 |  | 150 | 156 | 0.078623 | 0.445 | 0.132 | 190 | 0 | 0.22 | 1 | 1 | cs | TRUE
162 | MV_630_0_line_162 |  | 150 | 153 | 0.10853 | 0.445 | 0.132 | 190 | 0 | 0.22 | 1 | 1 | cs | TRUE
163 | MV_630_0_line_163 |  | 153 | 154 | 0.026839 | 0.445 | 0.132 | 190 | 0 | 0.22 | 1 | 1 | cs | TRUE
164 | MV_630_0_line_164 |  | 155 | 158 | 0.010477 | 0.445 | 0.132 | 190 | 0 | 0.22 | 1 | 1 | cs | TRUE
165 | MV_630_0_line_165 |  | 156 | 157 | 0.024424 | 0.445 | 0.132 | 190 | 0 | 0.22 | 1 | 1 | cs | TRUE
166 | MV_630_0_line_166 |  | 158 | 169 | 0.017943 | 0.445 | 0.132 | 190 | 0 | 0.22 | 1 | 1 | cs | TRUE
167 | MV_630_0_line_167 |  | 159 | 160 | 0.018403 | 0.445 | 0.132 | 190 | 0 | 0.22 | 1 | 1 | cs | TRUE
168 | MV_630_0_line_168 |  | 164 | 166 | 0.01353 | 0.445 | 0.132 | 190 | 0 | 0.22 | 1 | 1 | cs | TRUE

## trafo
| name | std_type | hv_bus | lv_bus | sn_mva | vn_hv_kv | vn_lv_kv | vk_percent | vkr_percent | pfe_kw | i0_percent | shift_degree | tap_side | tap_neutral | tap_min | tap_max | tap_step_percent | tap_step_degree | tap_pos | tap_phase_shifter | parallel | df | in_service
0 | MV_630_0_trafo_13 | 25 MVA 110/20 kV | 170 | 33 | 25 | 110 | 20 | 12 | 0.41 | 14 | 0.07 | 150 | hv | 0 | -9 | 9 | 1.5 | 0 | 0 | FALSE | 1 | 1 | TRUE

## bus_geodata
| x | y | coords
0 | 2538507.0372 | 1151230.6727
1 | 2538484.0861 | 1151232.0638
2 | 2538987.4163 | 1151144.6553
3 | 2538674.8884 | 1151472.2448
4 | 2539107.4985 | 1151085.1616
5 | 2538853.9209 | 1151123.4762
6 | 2538999.6444 | 1151196.1591
7 | 2538714.5613 | 1151488.5779
8 | 2538599.1195 | 1151915.6022
9 | 2538689.5682 | 1151819.5162
10 | 2538639.6599 | 1151942.9142
11 | 2538743.6587 | 1151510.6201
12 | 2538985.4753 | 1151670.9371
13 | 2538784.125 | 1151526.6834
14 | 2539024.8739 | 1151678.7749
15 | 2538717.9981 | 1151857.369
16 | 2538640.9661 | 1151749.1294
17 | 2538612.5394 | 1152048.2703
18 | 2538511.9725 | 1151981.5729
19 | 2538528.4122 | 1152030.3979
20 | 2538485.9206 | 1151989.4103
21 | 2538813.492 | 1151261.4634
22 | 2538803.8023 | 1151233.269
23 | 2539008.5682 | 1151277.5458
24 | 2539099.821 | 1151316.0195
25 | 2538754.0393 | 1151527.5457
26 | 2539332.6606 | 1151672.2581
27 | 2539277.1054 | 1151660.5237
28 | 2539526.0672 | 1151729.0738
29 | 2539357.5871 | 1151857.64
30 | 2539149.1437 | 1151670.0335
31 | 2539432.8466 | 1151988.6744
32 | 2539125.1151 | 1151699.7706
33 | 2538941.6491 | 1151821.0964
34 | 2538913.8907 | 1151852.9511
35 | 2538880.2215 | 1151889.1906
36 | 2538815.4473 | 1152015.8957
37 | 2538785.9352 | 1151882.9686
38 | 2538746.775 | 1151898.4313
39 | 2538774.4817 | 1151862.0415
40 | 2538677.0273 | 1151733.0084
41 | 2538761.3995 | 1151838.1386
42 | 2539737.9562 | 1151767.2781
43 | 2539734.6494 | 1151804.12
44 | 2539679.059 | 1151993.5796
45 | 2539600.3828 | 1152242.1035
46 | 2539687.7023 | 1152021.2745
47 | 2539436.4323 | 1152002.5457
48 | 2539576.1428 | 1152218.7567
49 | 2539184.1204 | 1152138.0991
50 | 2539092.2123 | 1151970.8502
51 | 2538463.0234 | 1152040.0053
52 | 2538443.9641 | 1152041.9237
53 | 2538371.3806 | 1152015.456
54 | 2538379.6692 | 1152026.0283
55 | 2538395.7693 | 1152046.5642
56 | 2538538.3375 | 1152065.8923
57 | 2538586.6831 | 1151774.086
58 | 2538549.749 | 1152101.8407
59 | 2538839.6599 | 1152001.4971
60 | 2538929.6182 | 1152135.5663
61 | 2538665.321 | 1152055.2844
62 | 2539024.6391 | 1152030.8008
63 | 2538913.1777 | 1152107.4514
64 | 2539028.5031 | 1152028.138
65 | 2539094.8394 | 1151968.8114
66 | 2538662.8574 | 1152052.3812
67 | 2538846.5172 | 1152227.3606
68 | 2538805.0476 | 1152251.9411
69 | 2538796.0028 | 1152257.3019
70 | 2538712.8975 | 1152290.3663
71 | 2538630.6201 | 1152544.9211
72 | 2538644.0018 | 1152508.6871
73 | 2538624.5327 | 1152549.986
74 | 2538649.7091 | 1152491.1861
75 | 2538639.8594 | 1152484.0383
76 | 2538595.9595 | 1152467.5576
77 | 2538710.9604 | 1152266.2119
78 | 2538572.877 | 1152513.7517
79 | 2538628.7301 | 1152385.4096
80 | 2538633.9778 | 1152380.7647
81 | 2538619.1459 | 1152368.9541
82 | 2538554.2234 | 1152336.7665
83 | 2538513.2317 | 1152320.6435
84 | 2538476.3971 | 1152392.0034
85 | 2538470.4125 | 1152374.1328
86 | 2538514.2872 | 1152405.5966
87 | 2538492.6875 | 1152336.3511
88 | 2538538.1524 | 1152433.1465
89 | 2538512.3271 | 1152472.2237
90 | 2538532.2976 | 1152489.5445
91 | 2538481.9629 | 1152323.2225
92 | 2538476.7006 | 1152294.2252
93 | 2538298.0861 | 1152056.16
94 | 2538321.2202 | 1152032.5209
95 | 2538322.4438 | 1152053.7865
96 | 2538509.8205 | 1152330.0168
97 | 2538520.6683 | 1152288.4167
98 | 2538526.8116 | 1152353.4209
99 | 2538446.9106 | 1152297.9996
100 | 2538481.2886 | 1152248.3867
101 | 2538393.1152 | 1152147.7573
102 | 2538511.5364 | 1152247.1514
103 | 2538338.6402 | 1152163.5219
104 | 2538453.616 | 1152130.2544
105 | 2538578.9787 | 1152289.4404
106 | 2538415.1731 | 1152304.4162
107 | 2538515.8686 | 1152246.0873
108 | 2538327.7243 | 1152148.6938
109 | 2538488.3199 | 1152120.3344
110 | 2538380.9779 | 1152047.9867
111 | 2538689.8462 | 1152225.1327
112 | 2538682.6519 | 1152209.7533
113 | 2538667.9363 | 1152184.5676
114 | 2538633.57 | 1152204.7728
115 | 2538639.6632 | 1152270.1801
116 | 2538586.7602 | 1152276.9965
117 | 2538607.1672 | 1152220.296
118 | 2538555.1468 | 1152275.4684
119 | 2538597.6768 | 1152206.3243
120 | 2538564.9553 | 1152150.9341
121 | 2538605.8391 | 1152127.8595
122 | 2538538.1981 | 1152180.7277
123 | 2538608.2368 | 1152083.8557
124 | 2538619.0609 | 1152120.9653
125 | 2538616.503 | 1152054.3651
126 | 2538322.5517 | 1152132.3391
127 | 2538343.5794 | 1152101.6401
128 | 2538326.8184 | 1152103.891
129 | 2539616.8485 | 1151322.898
130 | 2539554.2465 | 1151323.5718
131 | 2539720.7409 | 1151321.8773
132 | 2539591.2395 | 1151464.5649
133 | 2539477.0164 | 1151314.4548
134 | 2539791.6957 | 1151413.3379
135 | 2539865.3944 | 1151174.7831
136 | 2539608.6475 | 1151468.4255
137 | 2539384.2312 | 1151537.0206
138 | 2539468.5047 | 1151232.9521
139 | 2539464.6755 | 1151174.3702
140 | 2539364.963 | 1151259.7653
141 | 2539825.2936 | 1151413.6351
142 | 2539797.6315 | 1151035.0859
143 | 2539780.508 | 1151036.7471
144 | 2539864.3255 | 1151160.008
145 | 2539116.9979 | 1151200.0163
146 | 2539673.0734 | 1150869.645
147 | 2539619.7814 | 1150870.6804
148 | 2539452.0485 | 1150876.3922
149 | 2539374.1344 | 1150967.4818
150 | 2539073.7978 | 1150913.6326
151 | 2539373.9532 | 1150972.3419
152 | 2539421.0958 | 1150956.0691
153 | 2539084.6324 | 1150979.1359
154 | 2539057.8117 | 1150980.1206
155 | 2539052.8934 | 1150914.1224
156 | 2539050.6973 | 1150889.8205
157 | 2539026.2094 | 1150890.4468
158 | 2539045.3509 | 1150906.8505
159 | 2538777.4376 | 1151138.4194
160 | 2538772.6665 | 1151120.6473
161 | 2539076.7955 | 1151196.4771
162 | 2539156.0474 | 1151076.7879
163 | 2539114.7792 | 1151227.6706
164 | 2539164.2106 | 1151269.7761
165 | 2539123.7262 | 1151318.7109
166 | 2539177.7581 | 1151270.5506
167 | 2539271.879 | 1151509.406
168 | 2538422.4536 | 1152314.6297
169 | 2539027.4182 | 1150907.4695
170 | 2538941.6491 | 1151821.0964

## line_std_types
| c_nf_per_km | r_ohm_per_km | x_ohm_per_km | max_i_ka | type | q_mm2 | alpha | voltage_rating
NAYY 4x50 SE | 210 | 0.642 | 0.083 | 0.142 | cs | 50 | 0.00403 | LV
NAYY 4x120 SE | 264 | 0.225 | 0.08 | 0.242 | cs | 120 | 0.00403 | LV
NAYY 4x150 SE | 261 | 0.208 | 0.08 | 0.27 | cs | 150 | 0.00403 | LV
NA2XS2Y 1x95 RM/25 12/20 kV | 216 | 0.313 | 0.132 | 0.252 | cs | 95 | 0.00403 | MV
NA2XS2Y 1x185 RM/25 12/20 kV | 273 | 0.161 | 0.117 | 0.362 | cs | 185 | 0.00403 | MV
NA2XS2Y 1x240 RM/25 12/20 kV | 304 | 0.122 | 0.112 | 0.421 | cs | 240 | 0.00403 | MV
NA2XS2Y 1x95 RM/25 6/10 kV | 315 | 0.313 | 0.123 | 0.249 | cs | 95 | 0.00403 | MV
NA2XS2Y 1x185 RM/25 6/10 kV | 406 | 0.161 | 0.11 | 0.358 | cs | 185 | 0.00403 | MV
NA2XS2Y 1x240 RM/25 6/10 kV | 456 | 0.122 | 0.105 | 0.416 | cs | 240 | 0.00403 | MV
NA2XS2Y 1x150 RM/25 12/20 kV | 250 | 0.206 | 0.116 | 0.319 | cs | 150 | 0.00403 | MV
NA2XS2Y 1x120 RM/25 12/20 kV | 230 | 0.253 | 0.119 | 0.283 | cs | 120 | 0.00403 | MV
NA2XS2Y 1x70 RM/25 12/20 kV | 190 | 0.443 | 0.132 | 0.22 | cs | 70 | 0.00403 | MV
NA2XS2Y 1x150 RM/25 6/10 kV | 360 | 0.206 | 0.11 | 0.315 | cs | 150 | 0.00403 | MV
NA2XS2Y 1x120 RM/25 6/10 kV | 340 | 0.253 | 0.113 | 0.28 | cs | 120 | 0.00403 | MV
NA2XS2Y 1x70 RM/25 6/10 kV | 280 | 0.443 | 0.123 | 0.217 | cs | 70 | 0.00403 | MV
N2XS(FL)2Y 1x120 RM/35 64/110 kV | 112 | 0.153 | 0.166 | 0.366 | cs | 120 | 0.00393 | HV
N2XS(FL)2Y 1x185 RM/35 64/110 kV | 125 | 0.099 | 0.156 | 0.457 | cs | 185 | 0.00393 | HV
N2XS(FL)2Y 1x240 RM/35 64/110 kV | 135 | 0.075 | 0.149 | 0.526 | cs | 240 | 0.00393 | HV
N2XS(FL)2Y 1x300 RM/35 64/110 kV | 144 | 0.06 | 0.144 | 0.588 | cs | 300 | 0.00393 | HV
15-AL1/3-ST1A 0.4 | 11 | 1.8769 | 0.35 | 0.105 | ol | 16 | 0.00403 | LV
24-AL1/4-ST1A 0.4 | 11.25 | 1.2012 | 0.335 | 0.14 | ol | 24 | 0.00403 | LV
48-AL1/8-ST1A 0.4 | 12.2 | 0.5939 | 0.3 | 0.21 | ol | 48 | 0.00403 | LV
94-AL1/15-ST1A 0.4 | 13.2 | 0.306 | 0.29 | 0.35 | ol | 94 | 0.00403 | LV
34-AL1/6-ST1A 10.0 | 9.7 | 0.8342 | 0.36 | 0.17 | ol | 34 | 0.00403 | MV
48-AL1/8-ST1A 10.0 | 10.1 | 0.5939 | 0.35 | 0.21 | ol | 48 | 0.00403 | MV
70-AL1/11-ST1A 10.0 | 10.4 | 0.4132 | 0.339 | 0.29 | ol | 70 | 0.00403 | MV
94-AL1/15-ST1A 10.0 | 10.75 | 0.306 | 0.33 | 0.35 | ol | 94 | 0.00403 | MV
122-AL1/20-ST1A 10.0 | 11.1 | 0.2376 | 0.323 | 0.41 | ol | 122 | 0.00403 | MV
149-AL1/24-ST1A 10.0 | 11.25 | 0.194 | 0.315 | 0.47 | ol | 149 | 0.00403 | MV
34-AL1/6-ST1A 20.0 | 9.15 | 0.8342 | 0.382 | 0.17 | ol | 34 | 0.00403 | MV
48-AL1/8-ST1A 20.0 | 9.5 | 0.5939 | 0.372 | 0.21 | ol | 48 | 0.00403 | MV
70-AL1/11-ST1A 20.0 | 9.7 | 0.4132 | 0.36 | 0.29 | ol | 70 | 0.00403 | MV
94-AL1/15-ST1A 20.0 | 10 | 0.306 | 0.35 | 0.35 | ol | 94 | 0.00403 | MV
122-AL1/20-ST1A 20.0 | 10.3 | 0.2376 | 0.344 | 0.41 | ol | 122 | 0.00403 | MV
149-AL1/24-ST1A 20.0 | 10.5 | 0.194 | 0.337 | 0.47 | ol | 149 | 0.00403 | MV
184-AL1/30-ST1A 20.0 | 10.75 | 0.1571 | 0.33 | 0.535 | ol | 184 | 0.00403 | MV
243-AL1/39-ST1A 20.0 | 11 | 0.1188 | 0.32 | 0.645 | ol | 243 | 0.00403 | MV
48-AL1/8-ST1A 110.0 | 8 | 0.5939 | 0.46 | 0.21 | ol | 48 | 0.00403 | HV
70-AL1/11-ST1A 110.0 | 8.4 | 0.4132 | 0.45 | 0.29 | ol | 70 | 0.00403 | HV
94-AL1/15-ST1A 110.0 | 8.65 | 0.306 | 0.44 | 0.35 | ol | 94 | 0.00403 | HV
122-AL1/20-ST1A 110.0 | 8.5 | 0.2376 | 0.43 | 0.41 | ol | 122 | 0.00403 | HV
149-AL1/24-ST1A 110.0 | 8.75 | 0.194 | 0.41 | 0.47 | ol | 149 | 0.00403 | HV
184-AL1/30-ST1A 110.0 | 8.8 | 0.1571 | 0.4 | 0.535 | ol | 184 | 0.00403 | HV
243-AL1/39-ST1A 110.0 | 9 | 0.1188 | 0.39 | 0.645 | ol | 243 | 0.00403 | HV
305-AL1/39-ST1A 110.0 | 9.2 | 0.0949 | 0.38 | 0.74 | ol | 305 | 0.00403 | HV
490-AL1/64-ST1A 110.0 | 9.75 | 0.059 | 0.37 | 0.96 | ol | 490 | 0.00403 | HV
679-AL1/86-ST1A 110.0 | 9.95 | 0.042 | 0.36 | 1.15 | ol | 679 | 0.00403 | HV
490-AL1/64-ST1A 220.0 | 10 | 0.059 | 0.285 | 0.96 | ol | 490 | 0.00403 | HV
679-AL1/86-ST1A 220.0 | 11.7 | 0.042 | 0.275 | 1.15 | ol | 679 | 0.00403 | HV
490-AL1/64-ST1A 380.0 | 11 | 0.059 | 0.253 | 0.96 | ol | 490 | 0.00403 | HV
679-AL1/86-ST1A 380.0 | 14.6 | 0.042 | 0.25 | 1.15 | ol | 679 | 0.00403 | HV

## trafo_std_types
| i0_percent | pfe_kw | vkr_percent | sn_mva | vn_lv_kv | vn_hv_kv | vk_percent | shift_degree | vector_group | tap_side | tap_neutral | tap_min | tap_max | tap_step_degree | tap_step_percent | tap_phase_shifter
160 MVA 380/110 kV | 0.06 | 60 | 0.25 | 160 | 110 | 380 | 12.2 | 0 | Yy0 | hv | 0 | -9 | 9 | 0 | 1.5 | FALSE
100 MVA 220/110 kV | 0.06 | 55 | 0.26 | 100 | 110 | 220 | 12 | 0 | Yy0 | hv | 0 | -9 | 9 | 0 | 1.5 | FALSE
63 MVA 110/20 kV | 0.04 | 22 | 0.32 | 63 | 20 | 110 | 18 | 150 | YNd5 | hv | 0 | -9 | 9 | 0 | 1.5 | FALSE
40 MVA 110/20 kV | 0.05 | 18 | 0.34 | 40 | 20 | 110 | 16.2 | 150 | YNd5 | hv | 0 | -9 | 9 | 0 | 1.5 | FALSE
25 MVA 110/20 kV | 0.07 | 14 | 0.41 | 25 | 20 | 110 | 12 | 150 | YNd5 | hv | 0 | -9 | 9 | 0 | 1.5 | FALSE
63 MVA 110/10 kV | 0.04 | 22 | 0.32 | 63 | 10 | 110 | 18 | 150 | YNd5 | hv | 0 | -9 | 9 | 0 | 1.5 | FALSE
40 MVA 110/10 kV | 0.05 | 18 | 0.34 | 40 | 10 | 110 | 16.2 | 150 | YNd5 | hv | 0 | -9 | 9 | 0 | 1.5 | FALSE
25 MVA 110/10 kV | 0.07 | 14 | 0.41 | 25 | 10 | 110 | 12 | 150 | YNd5 | hv | 0 | -9 | 9 | 0 | 1.5 | FALSE
0.25 MVA 20/0.4 kV | 0.32 | 0.8 | 1.44 | 0.25 | 0.4 | 20 | 6 | 150 | Yzn5 | hv | 0 | -2 | 2 | 0 | 2.5 | FALSE
0.4 MVA 20/0.4 kV | 0.3375 | 1.35 | 1.425 | 0.4 | 0.4 | 20 | 6 | 150 | Dyn5 | hv | 0 | -2 | 2 | 0 | 2.5 | FALSE
0.63 MVA 20/0.4 kV | 0.2619 | 1.65 | 1.206 | 0.63 | 0.4 | 20 | 6 | 150 | Dyn5 | hv | 0 | -2 | 2 | 0 | 2.5 | FALSE
0.25 MVA 10/0.4 kV | 0.24 | 0.6 | 1.2 | 0.25 | 0.4 | 10 | 4 | 150 | Dyn5 | hv | 0 | -2 | 2 | 0 | 2.5 | FALSE
0.4 MVA 10/0.4 kV | 0.2375 | 0.95 | 1.325 | 0.4 | 0.4 | 10 | 4 | 150 | Dyn5 | hv | 0 | -2 | 2 | 0 | 2.5 | FALSE
0.63 MVA 10/0.4 kV | 0.1873 | 1.18 | 1.0794 | 0.63 | 0.4 | 10 | 4 | 150 | Dyn5 | hv | 0 | -2 | 2 | 0 | 2.5 | FALSE

## trafo3w_std_types
| sn_hv_mva | sn_mv_mva | sn_lv_mva | vn_hv_kv | vn_mv_kv | vn_lv_kv | vk_hv_percent | vk_mv_percent | vk_lv_percent | vkr_hv_percent | vkr_mv_percent | vkr_lv_percent | pfe_kw | i0_percent | shift_mv_degree | shift_lv_degree | vector_group | tap_side | tap_neutral | tap_min | tap_max | tap_step_percent
63/25/38 MVA 110/20/10 kV | 63 | 25 | 38 | 110 | 20 | 10 | 10.4 | 10.4 | 10.4 | 0.28 | 0.32 | 0.35 | 35 | 0.89 | 0 | 0 | YN0yn0yn0 | hv | 0 | -10 | 10 | 1.2
63/25/38 MVA 110/10/10 kV | 63 | 25 | 38 | 110 | 10 | 10 | 10.4 | 10.4 | 10.4 | 0.28 | 0.32 | 0.35 | 35 | 0.89 | 0 | 0 | YN0yn0yn0 | hv | 0 | -10 | 10 | 1.2

## fuse_std_types
| fuse_type | i_rated_a | t_avg | t_min | t_total | x_avg | x_min | x_total
HV 100A | HV 100A | 100 | 0 | [10.0, 3.64, 0.854, 0.281, 0.1, 0.0531, 0.022, 0.01] | [10.0, 4.267, 1.21, 0.403, 0.1, 0.058, 0.022, 0.01] | 0 | [300.0, 350.0, 450.0, 550.0, 700.0, 850.0, 1200.0, 1752.0] | [600.0, 700.0, 900.0, 1150.0, 1665.0, 2000.0, 3000.0, 4313.0]
HV 10A | HV 10A | 10 | 0 | [10.0, 1675.0, 0.344, 0.156, 0.1, 0.0417, 0.0171, 0.01] | [10.0, 1.3, 0.3, 0.155, 0.1, 0.0555, 0.023, 0.01] | 0 | [30.0, 32.0, 35.0, 37.0, 39.0, 50.0, 70.0, 88.0] | [60.0, 70.0, 80.0, 87.0, 94.0, 110.0, 150.0, 216.0]
HV 125A | HV 125A | 125 | 0 | [10.0, 1.82, 0.344, 0.1, 0.0467, 0.0269, 0.01] | [10.0, 2.478, 0.426, 0.1, 0.0427, 0.0211, 0.01] | 0 | [375.0, 500.0, 700.0, 925.0, 1200.0, 1500.0, 2341.0] | [750.0, 1000.0, 1500.0, 2200.0, 3000.0, 4000.0, 5765.0]
HV 160A | HV 160A | 160 | 0 | [10.0, 4.15, 1.03, 0.198, 0.1, 0.051, 0.0172, 0.01] | [10.0, 2.3, 0.734, 0.274, 0.1, 0.046, 0.0177, 0.01] | 0 | [480.0, 550.0, 700.0, 1000.0, 1260.0, 1600.0, 2500.0, 3227.0] | [960.0, 1300.0, 1700.0, 2200.0, 2996.0, 4000.0, 6000.0, 7946.0]
HV 16A | HV 16A | 16 | 0 | [10.0, 0.352, 0.164, 0.1, 0.0649, 0.0342, 0.01] | [10.0, 2.34, 0.722, 0.181, 0.1, 0.055, 0.0296, 0.01] | 0 | [48.0, 60.0, 65.0, 71.0, 80.0, 100.0, 162.0] | [96.0, 110.0, 125.0, 150.0, 168.0, 200.0, 250.0, 398.0]
HV 200A | HV 200A | 200 | 0 | [10.0, 4.267, 1.21, 0.403, 0.1, 0.058, 0.022, 0.01] | [10.0, 3.73, 1.654, 0.328, 0.1, 0.0531, 0.019, 0.01] | 0 | [600.0, 700.0, 900.0, 1150.0, 1665.0, 2000.0, 3000.0, 4313.0] | [1200.0, 1500.0, 1800.0, 2700.0, 3960.0, 5000.0, 7500.0, 10620.0]
HV 20A | HV 20A | 20 | 0 | [10.0, 1.3, 0.3, 0.155, 0.1, 0.0555, 0.023, 0.01] | [10.0, 1.3, 0.161, 0.1, 0.0611, 0.0399, 0.0141, 0.01] | 0 | [60.0, 70.0, 80.0, 87.0, 94.0, 110.0, 150.0, 216.0] | [120.0, 150.0, 200.0, 223.0, 260.0, 300.0, 450.0, 532.0]
HV 25A | HV 25A | 25 | 0 | [10.0, 2.512, 0.833, 0.299, 0.1, 0.0372, 0.0223, 0.01] | [10.0, 3.125, 0.597, 0.198, 0.1, 0.0378, 0.022, 0.01] | 0 | [75.0, 82.0, 90.0, 100.0, 124.0, 170.0, 200.0, 289.0] | [150.0, 170.0, 210.0, 250.0, 294.0, 400.0, 500.0, 711.0]
HV 31.5A | HV 31.5A | 31.5 | 0 | [10.0, 2.34, 0.722, 0.181, 0.1, 0.055, 0.0296, 0.01] | [10.0, 2.84, 0.368, 0.164, 0.1, 0.0621, 0.0378, 0.0195, 0.01] | 0 | [95.0, 110.0, 125.0, 150.0, 165.0, 200.0, 250.0, 390.0] | [189.0, 220.0, 300.0, 350.0, 393.0, 450.0, 530.0, 700.0, 960.0]
HV 40A | HV 40A | 40 | 0 | [10.0, 1.3, 0.161, 0.1, 0.0611, 0.0399, 0.0141, 0.01] | [10.0, 2.05, 0.369, 0.198, 0.1, 0.051, 0.0298, 0.01] | 0 | [120.0, 150.0, 200.0, 223.0, 260.0, 300.0, 450.0, 532.0] | [240.0, 300.0, 400.0, 450.0, 530.0, 650.0, 800.0, 1311.0]
HV 50A | HV 50A | 50 | 0 | [10.0, 3.215, 0.597, 0.198, 0.1, 0.0378, 0.022, 0.01] | [10.0, 3.64, 0.854, 0.281, 0.1, 0.0531, 0.022, 0.01] | 0 | [150.0, 170.0, 210.0, 250.0, 294.0, 400.0, 500.0, 711.0] | [300.0, 350.0, 450.0, 550.0, 700.0, 850.0, 1200.0, 1752.0]
HV 6.3A | HV 6.3A | 6.3 | 0 | [10.0, 1.39, 0.344, 0.168, 0.1, 0.056, 0.0263, 0.01] | [10.0, 1.711, 0.516, 0.198, 0.1, 0.0634, 0.0303, 0.01] | 0 | [19.0, 19.5, 20.4, 20.8, 22.0, 25.0, 32.0, 48.0] | [38.0, 40.0, 43.0, 48.0, 53.0, 60.0, 75.0, 118.0]
HV 63A | HV 63A | 63 | 0 | [10.0, 2.84, 0.368, 0.164, 0.1, 0.0621, 0.0378, 0.0195, 0.01] | [10.0, 1.82, 0.344, 0.1, 0.0467, 0.0269, 0.01] | 0 | [189.0, 220.0, 300.0, 350.0, 393.0, 450.0, 530.0, 700.0, 961.0] | [378.0, 500.0, 700.0, 934.0, 1200.0, 1500.0, 2366.0]
HV 80A | HV 80A | 80 | 0 | [10.0, 2.05, 0.369, 0.198, 0.1, 0.051, 0.0298, 0.01] | [10.0, 4.15, 1.03, 0.198, 0.1, 0.051, 0.0172, 0.01] | 0 | [240.0, 300.0, 400.0, 450.0, 530.0, 650.0, 800.0, 1311.0] | [480.0, 550.0, 700.0, 1000.0, 1260.0, 1600.0, 2500.0, 3227.0]
Siemens NH-1-100 | Siemens NH-1-100 | 100 | [5400.0, 2000.0, 400.0, 20.0, 1.0, 0.2, 0.012, 0.004] | 0 | 0 | [150.0, 190.0, 250.0, 430.0, 900.0, 1250.0, 2700.0, 3600.0] | 0 | 0
Siemens NH-1-125 | Siemens NH-1-125 | 125 | [4800.0, 120.0, 7.0, 0.1, 0.004] | 0 | 0 | [180.0, 400.0, 740.0, 2000.0, 4250.0] | 0 | 0
Siemens NH-1-16 | Siemens NH-1-16 | 16 | [4000.0, 400.0, 2.0, 0.1, 0.04, 0.01] | 0 | 0 | [26.0, 35.0, 75.0, 150.0, 200.0, 300.0] | 0 | 0
Siemens NH-1-160 | Siemens NH-1-160 | 160 | [4800.0, 120.0, 7.0, 0.1, 0.004] | 0 | 0 | [210.0, 500.0, 900.0, 2300.0, 5000.0] | 0 | 0
Siemens NH-1-25 | Siemens NH-1-25 | 25 | [4000.0, 1000.0, 10.0, 0.2, 0.02, 0.01] | 0 | 0 | [40.0, 50.0, 100.0, 210.0, 400.0, 500.0] | 0 | 0
Siemens NH-1-50 | Siemens NH-1-50 | 50 | [4000.0, 40.0, 4.0, 1.0, 0.02, 0.01] | 0 | 0 | [86.0, 200.0, 300.0, 400.0, 1000.0, 1280.0] | 0 | 0
Siemens NH-1-63 | Siemens NH-1-63 | 63 | [4000.0, 100.0, 10.0, 2.0, 0.04, 0.01] | 0 | 0 | [100.0, 200.0, 300.0, 400.0, 1000.0, 1500.0] | 0 | 0
Siemens NH-1-80 | Siemens NH-1-80 | 80 | [4800.0, 120.0, 7.0, 0.1, 0.01] | 0 | 0 | [150.58, 250.0, 450.0, 1150.0, 2470.0] | 0 | 0
Siemens NH-2-1000 | Siemens NH-2-1000 | 1000 | [4800.0, 120.0, 7.0, 0.1, 0.004] | 0 | 0 | [1900.0, 3500.0, 8400.0, 24000.0, 52000.0] | 0 | 0
Siemens NH-2-200 | Siemens NH-2-200 | 200 | [4800.0, 120.0, 7.0, 0.1, 0.004] | 0 | 0 | [280.0, 650.0, 1200.0, 3000.0, 7000.0] | 0 | 0
Siemens NH-2-224 | Siemens NH-2-224 | 224 | [4800.0, 120.0, 7.0, 0.2, 0.04, 0.004] | 0 | 0 | [400.0, 750.0, 1453.0, 3025.0, 4315.0, 7600.0] | 0 | 0
Siemens NH-2-250 | Siemens NH-2-250 | 250 | [4800.0, 120.0, 7.0, 0.1, 0.004] | 0 | 0 | [450.0, 800.0, 1650.0, 4000.0, 8500.0] | 0 | 0
Siemens NH-2-315 | Siemens NH-2-315 | 315 | [4800.0, 120.0, 7.0, 0.1, 0.004] | 0 | 0 | [550.0, 920.0, 1900.0, 5000.0, 11000.0] | 0 | 0
Siemens NH-2-355 | Siemens NH-2-355 | 355 | [4800.0, 120.0, 6.0, 0.1, 0.004] | 0 | 0 | [650.0, 1116.27, 2350.0, 5840.0, 12790.0] | 0 | 0
Siemens NH-2-400 | Siemens NH-2-400 | 400 | [4800.0, 120.0, 7.0, 0.1, 0.004] | 0 | 0 | [720.0, 1350.0, 2800.0, 6500.0, 15000.0] | 0 | 0
Siemens NH-2-425 | Siemens NH-2-425 | 425 | [4800.0, 120.0, 7.0, 0.1, 0.004] | 0 | 0 | [850.0, 1500.0, 3050.0, 7500.0, 16500.0] | 0 | 0
Siemens NH-2-630 | Siemens NH-2-630 | 630 | [4800.0, 120.0, 7.0, 0.1, 0.004] | 0 | 0 | [1200.0, 2000.0, 4800.0, 12000.0, 26000.0] | 0 | 0

## res_bus
| vm_pu | va_degree | p_mw | q_mvar
0 | 0.9966 | -0.076919 | 0.31379 | 0.15197
1 | 0.99665 | -0.076715 | 0 | 0
2 | 0.99457 | -0.19163 | 0 | 0
3 | 0.99771 | -0.072151 | 0 | 0
4 | 0.99449 | -0.19089 | 0 | 0
5 | 0.99435 | -0.19309 | 0.12671 | 0.061371
6 | 0.99448 | -0.19201 | 0.2449 | 0.11861
7 | 0.9978 | -0.071745 | 0.28744 | 0.13921
8 | 0.99738 | -0.088342 | 0 | 0
9 | 0.99734 | -0.088523 | 0 | 0
10 | 0.99741 | -0.086597 | 0.3422 | 0.16574
11 | 0.99788 | -0.071389 | 0 | 0
12 | 0.99918 | -0.003527 | 0.082017 | 0.039723
13 | 0.99799 | -0.070895 | 0.38873 | 0.18827
14 | 0.99928 | -0.0031176 | 0 | 0
15 | 0.99733 | -0.088554 | 0.23412 | 0.11339
16 | 0.99733 | -0.088576 | 0 | 0
17 | 0.99751 | -0.081305 | 0 | 0
18 | 0.99671 | -0.084749 | 0 | 0
19 | 0.99683 | -0.084222 | 0 | 0
20 | 0.99664 | -0.085025 | 0.23209 | 0.11241
21 | 0.99421 | -0.19186 | 0.37894 | 0.18353
22 | 0.99423 | -0.19199 | 0 | 0
23 | 0.99447 | -0.19193 | 0 | 0
24 | 0.99445 | -0.19173 | 0 | 0
25 | 0.99792 | -0.071188 | 0 | 0
26 | 0.99756 | 0.012188 | 0.3736 | 0.18094
27 | 0.99772 | 0.010765 | 0 | 0
28 | 0.99744 | 0.011412 | 0.31631 | 0.15319
29 | 0.99704 | 0.0086105 | 0.3814 | 0.18472
30 | 0.99822 | 0.0063204 | 0 | 0
31 | 0.99672 | 0.0064212 | 0.17563 | 0.085064
32 | 0.99819 | 0.0061804 | 0.30194 | 0.14624
33 | 1 | 0 | -21.387 | -10.0338
34 | 0.99967 | -0.018646 | 0.34072 | 0.16502
35 | 0.99949 | -0.019417 | 0 | 0
36 | 0.99888 | -0.021983 | 0 | 0
37 | 0.99731 | -0.088485 | 0 | 0
38 | 0.99733 | -0.08863 | 0 | 0
39 | 0.9973 | -0.088413 | 0.090325 | 0.043746
40 | 0.99732 | -0.088469 | 0.22827 | 0.11056
41 | 0.9973 | -0.088359 | 0.1652 | 0.080009
42 | 0.99617 | 0.0046105 | 0.34015 | 0.16474
43 | 0.99619 | 0.0044593 | 0 | 0
44 | 0.99628 | 0.0035728 | 0 | 0
45 | 0.99615 | 0.0046962 | 0 | 0
46 | 0.99627 | 0.0034762 | 0.27316 | 0.1323
47 | 0.99671 | 0.0065621 | 0 | 0
48 | 0.99614 | 0.0048118 | 0.28733 | 0.13916
49 | 0.9985 | -0.038704 | 0.33297 | 0.16126
50 | 0.99858 | -0.036861 | 0 | 0
51 | 0.99637 | -0.10008 | 0.31274 | 0.15147
52 | 0.99633 | -0.10026 | 0 | 0
53 | 0.99622 | -0.10074 | 0.21668 | 0.10495
54 | 0.99622 | -0.10074 | 0.12116 | 0.05868
55 | 0.99622 | -0.10073 | 0 | 0
56 | 0.99692 | -0.083844 | 0.081597 | 0.039519
57 | 0.99732 | -0.089067 | 0.21736 | 0.10527
58 | 0.99701 | -0.083453 | 0 | 0
59 | 0.99885 | -0.023578 | 0.25312 | 0.12259
60 | 0.99871 | -0.031181 | 0 | 0
61 | 0.99785 | -0.079802 | 0.41234 | 0.19971
62 | 0.99861 | -0.036523 | 0.35852 | 0.17364
63 | 0.9987 | -0.031485 | 0.24758 | 0.11991
64 | 0.99861 | -0.03654 | 0 | 0
65 | 0.99858 | -0.036849 | 0.30914 | 0.14972
66 | 0.99784 | -0.079853 | 0 | 0
67 | 0.99463 | -0.10187 | 0.23254 | 0.11262
68 | 0.99465 | -0.102 | 0.15045 | 0.072865
69 | 0.99465 | -0.10205 | 0 | 0
70 | 0.9947 | -0.10249 | 0 | 0
71 | 0.99484 | -0.11216 | 0 | 0
72 | 0.99486 | -0.11235 | 0 | 0
73 | 0.99484 | -0.11213 | 0.28487 | 0.13797
74 | 0.99485 | -0.11223 | 0 | 0
75 | 0.99484 | -0.11217 | 0.39023 | 0.189
76 | 0.99492 | -0.11288 | 0.099127 | 0.048009
77 | 0.99471 | -0.10261 | 0.41738 | 0.20215
78 | 0.99495 | -0.11136 | 0.23257 | 0.11264
79 | 0.99511 | -0.10955 | 0.30985 | 0.15007
80 | 0.99511 | -0.10957 | 0 | 0
81 | 0.99513 | -0.10972 | 0 | 0
82 | 0.99514 | -0.10887 | 0.32269 | 0.15629
83 | 0.99515 | -0.10884 | 0 | 0
84 | 0.99505 | -0.10928 | 0.28028 | 0.13575
85 | 0.99506 | -0.10924 | 0 | 0
86 | 0.99503 | -0.10936 | 0.12364 | 0.059883
87 | 0.99509 | -0.10911 | 0 | 0
88 | 0.99499 | -0.11118 | 0.13251 | 0.064179
89 | 0.99497 | -0.11126 | 0 | 0
90 | 0.99496 | -0.1113 | 0.17222 | 0.08341
91 | 0.9951 | -0.10907 | 0.13786 | 0.066768
92 | 0.99511 | -0.109 | 0 | 0
93 | 0.99607 | -0.10138 | 0 | 0
94 | 0.99607 | -0.10139 | 0.1281 | 0.062042
95 | 0.99607 | -0.10137 | 0 | 0
96 | 0.99515 | -0.10884 | 0 | 0
97 | 0.99519 | -0.10866 | 0 | 0
98 | 0.99515 | -0.10884 | 0.13372 | 0.064762
99 | 0.99511 | -0.10901 | 0.16783 | 0.081286
100 | 0.99536 | -0.10794 | 0 | 0
101 | 0.99565 | -0.10673 | 0 | 0
102 | 0.99533 | -0.10826 | 0.24031 | 0.11639
103 | 0.99575 | -0.1063 | 0.12514 | 0.060609
104 | 0.99563 | -0.10777 | 0.16886 | 0.081784
105 | 0.99519 | -0.10868 | 0.25848 | 0.12519
106 | 0.99511 | -0.10901 | 0 | 0
107 | 0.99533 | -0.10818 | 0 | 0
108 | 0.99581 | -0.10248 | 0.10177 | 0.049287
109 | 0.99563 | -0.10778 | 0.26617 | 0.12891
110 | 0.99619 | -0.10086 | 0.2534 | 0.12273
111 | 0.99476 | -0.10304 | 0.3404 | 0.16486
112 | 0.99479 | -0.10327 | 0 | 0
113 | 0.99483 | -0.10366 | 0 | 0
114 | 0.99489 | -0.10419 | 0.088083 | 0.04266
115 | 0.99504 | -0.10557 | 0 | 0
116 | 0.99513 | -0.10641 | 0.15107 | 0.073169
117 | 0.99493 | -0.10463 | 0 | 0
118 | 0.9952 | -0.10706 | 0 | 0
119 | 0.99493 | -0.10461 | 0.12605 | 0.061049
120 | 0.99701 | -0.083467 | 0 | 0
121 | 0.99722 | -0.082562 | 0 | 0
122 | 0.997 | -0.083477 | 0.18307 | 0.088666
123 | 0.99737 | -0.081876 | 0 | 0
124 | 0.99721 | -0.082568 | 0.3327 | 0.16113
125 | 0.99749 | -0.081389 | 0.16119 | 0.078066
126 | 0.99584 | -0.10235 | 0.25925 | 0.12556
127 | 0.99594 | -0.10194 | 0.27792 | 0.1346
128 | 0.99597 | -0.1018 | 0 | 0
129 | 0.99259 | -0.21576 | 0.12464 | 0.060365
130 | 0.99288 | -0.21831 | 0 | 0
131 | 0.99198 | -0.22002 | 0 | 0
132 | 0.99246 | -0.21674 | 0 | 0
133 | 0.99325 | -0.22149 | 0.33142 | 0.16051
134 | 0.99194 | -0.21967 | 0 | 0
135 | 0.99084 | -0.2099 | 0 | 0
136 | 0.99245 | -0.21671 | 0.1461 | 0.070758
137 | 0.99233 | -0.21566 | 0 | 0
138 | 0.99363 | -0.21173 | 0 | 0
139 | 0.9936 | -0.21192 | 0.26519 | 0.12844
140 | 0.99394 | -0.19434 | 0 | 0
141 | 0.99193 | -0.21976 | 0.20936 | 0.1014
142 | 0.99018 | -0.20397 | 0 | 0
143 | 0.99012 | -0.20345 | 0.41414 | 0.20058
144 | 0.99084 | -0.20986 | 0.21238 | 0.10286
145 | 0.99431 | -0.19279 | 0 | 0
146 | 0.98927 | -0.20928 | 0.20546 | 0.099509
147 | 0.98914 | -0.20807 | 0 | 0
148 | 0.98871 | -0.20423 | 0 | 0
149 | 0.9886 | -0.20318 | 0 | 0
150 | 0.98796 | -0.19741 | 0 | 0
151 | 0.9886 | -0.20317 | 0.21896 | 0.10605
152 | 0.98857 | -0.20336 | 0.30167 | 0.14611
153 | 0.98793 | -0.19713 | 0 | 0
154 | 0.98792 | -0.19706 | 0.21969 | 0.1064
155 | 0.98794 | -0.19716 | 0.69796 | 0.33804
156 | 0.98793 | -0.19715 | 0 | 0
157 | 0.98793 | -0.19706 | 0.27988 | 0.13555
158 | 0.98793 | -0.19713 | 0 | 0
159 | 0.99428 | -0.19243 | 0 | 0
160 | 0.99427 | -0.19236 | 0.33931 | 0.16434
161 | 0.99437 | -0.19252 | 0 | 0
162 | 0.99446 | -0.1911 | 0.34 | 0.16467
163 | 0.9943 | -0.19276 | 0.083987 | 0.040677
164 | 0.99427 | -0.19241 | 0 | 0
165 | 0.99445 | -0.1917 | 0.10763 | 0.05213
166 | 0.99426 | -0.19236 | 0.28076 | 0.13598
167 | 0.99228 | -0.21519 | 0.33574 | 0.16261
168 | 0.99511 | -0.10901 | 0.084345 | 0.04085
169 | 0.98793 | -0.19707 | 0.26917 | 0.13037
170 | 0.99997 | 149.9981 | 0 | 0

## res_line
| p_from_mw | q_from_mvar | p_to_mw | q_to_mvar | pl_mw | ql_mvar | i_from_ka | i_to_ka | i_ka | vm_from_pu | va_from_degree | vm_to_pu | va_to_degree | loading_percent
0 | -6.4739 | -3.0481 | 6.4742 | 3.0468 | 0.00030431 | -0.0012594 | 0.20727 | 0.20725 | 0.20727 | 0.9966 | -0.076919 | 0.99665 | -0.076715 | 32.487
1 | 6.1601 | 2.8961 | -6.1533 | -2.8785 | 0.0067733 | 0.017545 | 0.19717 | 0.19718 | 0.19718 | 0.9966 | -0.076919 | 0.99457 | -0.19163 | 30.5701
2 | -6.4742 | -3.0468 | 6.4808 | 3.0193 | 0.0066321 | -0.027543 | 0.20725 | 0.20687 | 0.20725 | 0.99665 | -0.076715 | 0.99771 | -0.072151 | 32.4842
3 | 0.34004 | 0.16024 | -0.34001 | -0.16462 | 2.9689e-05 | -0.004381 | 0.010911 | 0.010965 | 0.010965 | 0.99457 | -0.19163 | 0.99449 | -0.19089 | 4.9843
4 | 0.84522 | 0.4039 | -0.84505 | -0.40395 | 0.00017805 | -4.8051e-05 | 0.02719 | 0.027192 | 0.027192 | 0.99457 | -0.19163 | 0.99435 | -0.19309 | 12.9485
5 | 4.968 | 2.3144 | -4.9676 | -2.3175 | 0.00041413 | -0.0030573 | 0.15908 | 0.15912 | 0.15912 | 0.99457 | -0.19163 | 0.99448 | -0.19201 | 24.9401
6 | -6.4808 | -3.0193 | 6.4814 | 3.0169 | 0.00057286 | -0.0023877 | 0.20687 | 0.20683 | 0.20687 | 0.99771 | -0.072151 | 0.9978 | -0.071745 | 32.4241
7 | 0.34001 | 0.16462 | -0.34 | -0.16467 | 1.0555e-05 | -5.1554e-05 | 0.010965 | 0.010966 | 0.010966 | 0.99449 | -0.19089 | 0.99446 | -0.1911 | 5.222
8 | 0.71833 | 0.34258 | -0.71828 | -0.3444 | 5.5595e-05 | -0.0018232 | 0.023105 | 0.023128 | 0.023128 | 0.99435 | -0.19309 | 0.99428 | -0.19243 | 10.5125
9 | 4.6151 | 2.1534 | -4.6146 | -2.1579 | 0.00052108 | -0.0044992 | 0.14783 | 0.14789 | 0.14789 | 0.99448 | -0.19201 | 0.99437 | -0.19252 | 23.1802
10 | 0.10764 | 0.045449 | -0.10764 | -0.04743 | 1.2973e-06 | -0.0019813 | 0.0033916 | 0.0034144 | 0.0034144 | 0.99448 | -0.19201 | 0.99447 | -0.19193 | 1.552
11 | -6.7688 | -3.1561 | 6.7693 | 3.1541 | 0.00052843 | -0.0019943 | 0.21607 | 0.21604 | 0.21607 | 0.9978 | -0.071745 | 0.99788 | -0.071389 | 33.867
12 | 0.93532 | 0.43088 | -0.93529 | -0.43915 | 3.6546e-05 | -0.0082722 | 0.029806 | 0.029907 | 0.029907 | 0.99738 | -0.088342 | 0.99734 | -0.088523 | 4.6876
13 | -0.93532 | -0.43088 | 0.93534 | 0.43085 | 1.5503e-05 | -2.5531e-05 | 0.029806 | 0.029805 | 0.029806 | 0.99738 | -0.088342 | 0.99741 | -0.086597 | 4.621
14 | 0.48965 | 0.2301 | -0.48965 | -0.23306 | 3.597e-06 | -0.0029579 | 0.01566 | 0.015696 | 0.015696 | 0.99734 | -0.088523 | 0.99733 | -0.088554 | 2.4602
15 | 0.44563 | 0.20905 | -0.44563 | -0.21481 | 5.8188e-06 | -0.0057657 | 0.014247 | 0.014319 | 0.014319 | 0.99734 | -0.088523 | 0.99733 | -0.088576 | 2.2444
16 | -1.2775 | -0.59659 | 1.2776 | 0.59661 | 6.4674e-05 | 2.4296e-05 | 0.040808 | 0.040806 | 0.040808 | 0.99741 | -0.086597 | 0.99751 | -0.081305 | 6.3268
17 | -6.7693 | -3.1541 | 6.7696 | 3.153 | 0.00029691 | -0.001121 | 0.21604 | 0.21603 | 0.21604 | 0.99788 | -0.071389 | 0.99792 | -0.071188 | 33.8626
18 | 7.1634 | 3.3517 | -7.1588 | -3.3396 | 0.0046167 | 0.012073 | 0.22849 | 0.2285 | 0.2285 | 0.99918 | -0.003527 | 0.99799 | -0.070895 | 35.4259
19 | -7.2454 | -3.3914 | 7.2461 | 3.3893 | 0.00066299 | -0.0021468 | 0.23113 | 0.23109 | 0.23113 | 0.99918 | -0.003527 | 0.99928 | -0.0031176 | 36.2266
20 | 6.7701 | 3.1513 | -6.7696 | -3.153 | 0.00043271 | -0.0016342 | 0.216 | 0.21603 | 0.21603 | 0.99799 | -0.070895 | 0.99792 | -0.071188 | 33.8601
21 | -9.7015 | -4.5471 | 9.7083 | 4.5366 | 0.0067681 | -0.010552 | 0.30952 | 0.30934 | 0.30952 | 0.99928 | -0.0031176 | 1 | 0 | 48.5137
22 | 2.4554 | 1.1579 | -2.4526 | -1.1651 | 0.0028004 | -0.0072822 | 0.078423 | 0.078523 | 0.078523 | 0.99928 | -0.0031176 | 0.99822 | 0.0063204 | 35.6924
23 | 0.25553 | 0.11967 | -0.25553 | -0.12138 | 1.6184e-06 | -0.0017085 | 0.0081672 | 0.0081883 | 0.0081883 | 0.99733 | -0.088554 | 0.99733 | -0.08863 | 2.262
24 | 0.22827 | 0.10962 | -0.22827 | -0.11056 | 2.8307e-06 | -0.00093497 | 0.0073296 | 0.0073414 | 0.0073414 | 0.99733 | -0.088576 | 0.99732 | -0.088469 | 3.337
25 | 0.21736 | 0.10519 | -0.21736 | -0.10527 | 1.0421e-06 | -7.9342e-05 | 0.0069894 | 0.0069904 | 0.0069904 | 0.99733 | -0.088576 | 0.99732 | -0.089067 | 1.0838
26 | -9.3908 | -4.3923 | 9.3938 | 4.3872 | 0.0030315 | -0.005111 | 0.30002 | 0.29994 | 0.30002 | 0.99751 | -0.081305 | 0.99784 | -0.079853 | 47.0257
27 | 8.1132 | 3.7957 | -8.113 | -3.7961 | 0.00015095 | -0.00036951 | 0.25922 | 0.25922 | 0.25922 | 0.99751 | -0.081305 | 0.99749 | -0.081389 | 40.6307
28 | -7.3487 | -3.4519 | 7.3496 | 3.4492 | 0.00088049 | -0.0027216 | 0.23515 | 0.23511 | 0.23515 | 0.99671 | -0.084749 | 0.99683 | -0.084222 | 36.8576
29 | 7.3487 | 3.4519 | -7.3482 | -3.4533 | 0.00046365 | -0.0014324 | 0.23515 | 0.23517 | 0.23517 | 0.99671 | -0.084749 | 0.99664 | -0.085025 | 36.8609
30 | -7.3496 | -3.4492 | 7.3502 | 3.4472 | 0.00062999 | -0.0019485 | 0.23511 | 0.23508 | 0.23511 | 0.99683 | -0.084222 | 0.99692 | -0.083844 | 36.8514
31 | 7.1161 | 3.3409 | -7.1151 | -3.3382 | 0.001028 | 0.002688 | 0.2277 | 0.2277 | 0.2277 | 0.99664 | -0.085025 | 0.99637 | -0.10008 | 35.303
32 | -0.37894 | -0.18353 | 0.37894 | 0.18283 | 5.9439e-06 | -0.00070183 | 0.012225 | 0.012216 | 0.012225 | 0.99421 | -0.19186 | 0.99423 | -0.19199 | 5.5569
33 | -0.37894 | -0.18283 | 0.37896 | 0.1805 | 1.9614e-05 | -0.0023234 | 0.012216 | 0.012187 | 0.012216 | 0.99423 | -0.19199 | 0.99428 | -0.19243 | 5.5529
34 | 0.10764 | 0.04743 | -0.10763 | -0.051562 | 2.7633e-06 | -0.0041318 | 0.0034144 | 0.0034645 | 0.0034645 | 0.99447 | -0.19193 | 0.99445 | -0.19173 | 1.5748
35 | 0.10763 | 0.051562 | -0.10763 | -0.05213 | 3.8626e-07 | -0.0005679 | 0.0034645 | 0.0034716 | 0.0034716 | 0.99445 | -0.19173 | 0.99445 | -0.1917 | 1.578
36 | -2.1491 | -1.0242 | 2.1495 | 1.0229 | 0.0003647 | -0.00126 | 0.068892 | 0.068875 | 0.068892 | 0.99756 | 0.012188 | 0.99772 | 0.010765 | 31.3147
37 | 0.31634 | 0.15298 | -0.31631 | -0.15319 | 3.7147e-05 | -0.00021618 | 0.010169 | 0.010172 | 0.010172 | 0.99756 | 0.012188 | 0.99744 | 0.011412 | 4.8436
38 | 1.4592 | 0.69025 | -1.4585 | -0.69002 | 0.00072723 | 0.00023342 | 0.046712 | 0.046715 | 0.046715 | 0.99756 | 0.012188 | 0.99704 | 0.0086105 | 22.2451
39 | -2.1495 | -1.0229 | 2.1506 | 1.0189 | 0.0011469 | -0.0039696 | 0.068875 | 0.068822 | 0.068875 | 0.99772 | 0.010765 | 0.99822 | 0.0063204 | 31.307
40 | 1.0771 | 0.5053 | -1.0767 | -0.50528 | 0.00031947 | 2.0832e-05 | 0.034446 | 0.034448 | 0.034448 | 0.99704 | 0.0086105 | 0.99672 | 0.0064212 | 16.4038
41 | 0.30195 | 0.1462 | -0.30194 | -0.14624 | 6.4119e-06 | -4.1461e-05 | 0.0097018 | 0.0097024 | 0.0097024 | 0.99822 | 0.0063204 | 0.99819 | 0.0061804 | 4.6202
42 | 0.90111 | 0.42021 | -0.90109 | -0.42055 | 1.5887e-05 | -0.00033564 | 0.028796 | 0.028801 | 0.028801 | 0.99672 | 0.0064212 | 0.99671 | 0.0065621 | 13.0912
43 | 11.6647 | 5.4868 | -11.6626 | -5.4812 | 0.0020888 | 0.0055585 | 0.37212 | 0.37212 | 0.37212 | 1 | 0 | 0.99967 | -0.018646 | 57.6934
44 | 11.3219 | 5.3162 | -11.3199 | -5.3182 | 0.0019922 | -0.0019803 | 0.36119 | 0.36123 | 0.36123 | 0.99967 | -0.018646 | 0.99949 | -0.019417 | 56.619
45 | 11.3199 | 5.3182 | -11.3132 | -5.3248 | 0.0066641 | -0.0066115 | 0.36123 | 0.36136 | 0.36136 | 0.99949 | -0.019417 | 0.99888 | -0.021983 | 56.639
46 | 9.8117 | 4.6012 | -9.8063 | -4.5868 | 0.0054349 | 0.014401 | 0.31319 | 0.31319 | 0.31319 | 0.99888 | -0.021983 | 0.99785 | -0.079802 | 48.5567
47 | 1.5015 | 0.72363 | -1.5015 | -0.7236 | 2.3336e-05 | 2.3902e-05 | 0.048171 | 0.048171 | 0.048171 | 0.99888 | -0.021983 | 0.99885 | -0.023578 | 7.4684
48 | -0.25553 | -0.12254 | 0.25553 | 0.12138 | 4.3914e-06 | -0.0011617 | 0.0082028 | 0.0081883 | 0.0082028 | 0.99731 | -0.088485 | 0.99733 | -0.08863 | 3.7286
49 | 0.25553 | 0.12254 | -0.25552 | -0.12311 | 2.1448e-06 | -0.0005659 | 0.0082028 | 0.0082099 | 0.0082099 | 0.99731 | -0.088485 | 0.9973 | -0.088413 | 3.7318
50 | 0.1652 | 0.079362 | -0.1652 | -0.080009 | 1.0253e-06 | -0.00064678 | 0.005305 | 0.0053131 | 0.0053131 | 0.9973 | -0.088413 | 0.9973 | -0.088359 | 2.415
51 | -0.34015 | -0.16474 | 0.34015 | 0.16386 | 5.9407e-06 | -0.00087813 | 0.010952 | 0.010941 | 0.010952 | 0.99617 | 0.0046105 | 0.99619 | 0.0044593 | 4.9783
52 | -0.34015 | -0.16386 | 0.34019 | 0.15844 | 3.6385e-05 | -0.005418 | 0.010941 | 0.010874 | 0.010941 | 0.99619 | 0.0044593 | 0.99628 | 0.0035728 | 4.9732
53 | 0.28738 | 0.1299 | -0.28734 | -0.13837 | 4.0328e-05 | -0.0084649 | 0.009138 | 0.0092419 | 0.0092419 | 0.99628 | 0.0035728 | 0.99615 | 0.0046962 | 4.2009
54 | 0.27316 | 0.13227 | -0.27316 | -0.1323 | 3.9977e-06 | -3.1874e-05 | 0.008794 | 0.0087944 | 0.0087944 | 0.99628 | 0.0035728 | 0.99627 | 0.0034762 | 4.1878
55 | -0.90073 | -0.42061 | 0.90109 | 0.42055 | 0.00035886 | -6.3039e-05 | 0.028804 | 0.028801 | 0.028804 | 0.99628 | 0.0035728 | 0.99671 | 0.0065621 | 13.7163
56 | 0.28734 | 0.13837 | -0.28733 | -0.13916 | 3.8365e-06 | -0.00079514 | 0.0092419 | 0.0092519 | 0.0092519 | 0.99615 | 0.0046962 | 0.99614 | 0.0048118 | 4.2054
57 | -0.33297 | -0.16126 | 0.33299 | 0.16105 | 2.0037e-05 | -0.0002162 | 0.010696 | 0.010693 | 0.010696 | 0.9985 | -0.038704 | 0.99858 | -0.036861 | 3.056
58 | -0.64213 | -0.31069 | 0.64215 | 0.3077 | 1.8043e-05 | -0.0029975 | 0.020622 | 0.020584 | 0.020622 | 0.99858 | -0.036861 | 0.99861 | -0.03654 | 5.6966
59 | 0.30914 | 0.14965 | -0.30914 | -0.14972 | 4.3696e-07 | -7.8914e-05 | 0.0099288 | 0.0099298 | 0.0099298 | 0.99858 | -0.036861 | 0.99858 | -0.036849 | 4.5136
60 | 6.8024 | 3.1868 | -6.8021 | -3.1878 | 0.00027958 | -0.001034 | 0.21764 | 0.21765 | 0.21765 | 0.99637 | -0.10008 | 0.99633 | -0.10026 | 34.1148
61 | 6.8021 | 3.1878 | -6.8014 | -3.1904 | 0.00070886 | -0.0026204 | 0.21765 | 0.21769 | 0.21769 | 0.99633 | -0.10026 | 0.99622 | -0.10073 | 34.1206
62 | -0.21668 | -0.10495 | 0.21668 | 0.10411 | 2.0176e-07 | -0.00083761 | 0.0069765 | 0.006966 | 0.0069765 | 0.99622 | -0.10074 | 0.99622 | -0.10074 | 1.0935
63 | -0.33784 | -0.16279 | 0.33784 | 0.16116 | 9.5039e-07 | -0.0016267 | 0.010867 | 0.010846 | 0.010867 | 0.99622 | -0.10074 | 0.99622 | -0.10073 | 1.7033
64 | 6.4635 | 3.0293 | -6.4633 | -3.0301 | 0.00019646 | -0.00081596 | 0.20684 | 0.20685 | 0.20685 | 0.99622 | -0.10073 | 0.99619 | -0.10086 | 32.4223
65 | -7.4318 | -3.4868 | 7.4325 | 3.4848 | 0.00065845 | -0.0019846 | 0.23771 | 0.23768 | 0.23771 | 0.99692 | -0.083844 | 0.99701 | -0.083453 | 37.2584
66 | 0.18307 | 0.082737 | -0.18307 | -0.085947 | 5.4106e-07 | -0.0032104 | 0.0058169 | 0.0058558 | 0.0058558 | 0.99701 | -0.083453 | 0.99701 | -0.083467 | 0.91784
67 | -7.6155 | -3.5675 | 7.617 | 3.5632 | 0.0015193 | -0.0043264 | 0.2435 | 0.24343 | 0.2435 | 0.99701 | -0.083453 | 0.99722 | -0.082562 | 38.1655
68 | 1.2484 | 0.60101 | -1.2483 | -0.60099 | 9.2428e-05 | 2.5914e-05 | 0.040043 | 0.040046 | 0.040046 | 0.99885 | -0.023578 | 0.99871 | -0.031181 | 6.2087
69 | 1.0007 | 0.48112 | -1.0007 | -0.48118 | 5.2017e-05 | -5.5109e-05 | 0.032095 | 0.032098 | 0.032098 | 0.99871 | -0.031181 | 0.99861 | -0.036523 | 4.9764
70 | 0.24758 | 0.11987 | -0.24758 | -0.11991 | 7.3508e-07 | -4.2927e-05 | 0.0079509 | 0.0079515 | 0.0079515 | 0.99871 | -0.031181 | 0.9987 | -0.031485 | 1.2328
71 | 9.3939 | 4.387 | -9.3938 | -4.3872 | 0.00010585 | -0.00017861 | 0.29994 | 0.29994 | 0.29994 | 0.99785 | -0.079802 | 0.99784 | -0.079853 | 47.0126
72 | 0.64215 | 0.30754 | -0.64215 | -0.3077 | 9.5844e-07 | -0.00015955 | 0.020582 | 0.020584 | 0.020584 | 0.99861 | -0.036523 | 0.99861 | -0.03654 | 5.6862
73 | -0.23254 | -0.11262 | 0.23254 | 0.11149 | 3.6122e-06 | -0.0011376 | 0.007499 | 0.0074847 | 0.007499 | 0.99463 | -0.10187 | 0.99465 | -0.102 | 3.4086
74 | -0.38299 | -0.18435 | 0.38299 | 0.1841 | 2.1355e-06 | -0.00024772 | 0.012336 | 0.012333 | 0.012336 | 0.99465 | -0.102 | 0.99465 | -0.10205 | 5.6074
75 | -0.38299 | -0.1841 | 0.38302 | 0.18175 | 2.0213e-05 | -0.002351 | 0.012333 | 0.012304 | 0.012333 | 0.99465 | -0.10205 | 0.9947 | -0.10249 | 5.606
76 | -0.38302 | -0.18175 | 0.38302 | 0.18113 | 5.3414e-06 | -0.00062321 | 0.012304 | 0.012296 | 0.012304 | 0.9947 | -0.10249 | 0.99471 | -0.10261 | 5.5926
77 | -0.28487 | -0.13778 | 0.28487 | 0.13645 | 6.3206e-06 | -0.0013276 | 0.0091821 | 0.0091654 | 0.0091821 | 0.99484 | -0.11216 | 0.99486 | -0.11235 | 4.1737
78 | 0.28487 | 0.13778 | -0.28487 | -0.13797 | 8.9007e-07 | -0.00018656 | 0.0091821 | 0.0091845 | 0.0091845 | 0.99484 | -0.11216 | 0.99484 | -0.11213 | 4.1748
79 | -0.67511 | -0.32457 | 0.67515 | 0.323 | 4.2112e-05 | -0.0015669 | 0.021736 | 0.021716 | 0.021736 | 0.99486 | -0.11235 | 0.99492 | -0.11288 | 9.8798
80 | 0.39023 | 0.18811 | -0.39023 | -0.18871 | 5.339e-06 | -0.00059616 | 0.01257 | 0.012578 | 0.012578 | 0.99486 | -0.11235 | 0.99485 | -0.11223 | 5.7172
81 | 0.39023 | 0.18871 | -0.39023 | -0.189 | 2.5663e-06 | -0.0002863 | 0.012578 | 0.012581 | 0.012581 | 0.99485 | -0.11223 | 0.99484 | -0.11217 | 5.7188
82 | -0.77428 | -0.37101 | 0.77429 | 0.37097 | 1.144e-05 | -3.9897e-05 | 0.024911 | 0.024911 | 0.024911 | 0.99492 | -0.11288 | 0.99495 | -0.11136 | 3.8622
83 | -0.8004 | -0.38328 | 0.80044 | 0.3822 | 4.0876e-05 | -0.0010791 | 0.025754 | 0.025741 | 0.025754 | 0.99471 | -0.10261 | 0.99476 | -0.10304 | 11.7064
84 | -1.0069 | -0.48361 | 1.0069 | 0.48061 | 1.5669e-05 | -0.0029976 | 0.032408 | 0.032371 | 0.032408 | 0.99495 | -0.11136 | 0.99496 | -0.1113 | 5.0797
85 | -0.30985 | -0.15007 | 0.30985 | 0.1499 | 9.3153e-07 | -0.00016516 | 0.0099873 | 0.0099852 | 0.0099873 | 0.99511 | -0.10955 | 0.99511 | -0.10957 | 4.5397
86 | -0.30985 | -0.1499 | 0.30986 | 0.14894 | 5.4374e-06 | -0.00096542 | 0.0099852 | 0.009973 | 0.0099852 | 0.99511 | -0.10957 | 0.99513 | -0.10972 | 4.5387
87 | -0.30986 | -0.14894 | 0.30986 | 0.14884 | 2.5727e-06 | -9.2276e-05 | 0.009973 | 0.0099718 | 0.009973 | 0.99513 | -0.10972 | 0.99514 | -0.10887 | 1.5462
88 | -0.63255 | -0.30513 | 0.63255 | 0.3024 | 5.6258e-06 | -0.002731 | 0.020373 | 0.020338 | 0.020373 | 0.99514 | -0.10887 | 0.99515 | -0.10884 | 3.1932
89 | 0.13372 | 0.062337 | -0.13372 | -0.062963 | 5.6958e-08 | -0.00062514 | 0.0042797 | 0.0042874 | 0.0042874 | 0.99515 | -0.10884 | 0.99515 | -0.10884 | 0.672
90 | 2.1059 | 0.98983 | -2.1058 | -0.9933 | 7.9412e-05 | -0.0034628 | 0.067499 | 0.067542 | 0.067542 | 0.99515 | -0.10884 | 0.99511 | -0.109 | 10.5865
91 | -2.8721 | -1.3546 | 2.8722 | 1.3519 | 0.00011416 | -0.0026461 | 0.092116 | 0.092083 | 0.092116 | 0.99515 | -0.10884 | 0.99519 | -0.10866 | 14.4383
92 | -1.7156 | -0.81655 | 1.7156 | 0.81538 | 1.7823e-05 | -0.0011712 | 0.055122 | 0.055108 | 0.055122 | 0.99505 | -0.10928 | 0.99506 | -0.10924 | 8.6399
93 | 1.4353 | 0.68081 | -1.4353 | -0.6833 | 2.6441e-05 | -0.0024895 | 0.046088 | 0.046119 | 0.046119 | 0.99505 | -0.10928 | 0.99503 | -0.10936 | 7.2287
94 | -1.7156 | -0.81538 | 1.7157 | 0.81193 | 5.2492e-05 | -0.0034533 | 0.055108 | 0.055064 | 0.055108 | 0.99506 | -0.10924 | 0.99509 | -0.10911 | 8.6376
95 | 1.3117 | 0.62341 | -1.3116 | -0.6234 | 2.31e-05 | 1.2236e-05 | 0.042133 | 0.042134 | 0.042134 | 0.99503 | -0.10936 | 0.99499 | -0.11118 | 6.5324
96 | -1.7157 | -0.81193 | 1.7157 | 0.81088 | 1.5974e-05 | -0.0010521 | 0.055064 | 0.055051 | 0.055064 | 0.99509 | -0.10911 | 0.9951 | -0.10907 | 8.6308
97 | 1.1791 | 0.55922 | -1.1791 | -0.56237 | 2.2558e-05 | -0.0031517 | 0.037862 | 0.037902 | 0.037902 | 0.99499 | -0.11118 | 0.99497 | -0.11126 | 5.9407
98 | 1.1791 | 0.56237 | -1.1791 | -0.56402 | 1.1812e-05 | -0.0016476 | 0.037902 | 0.037922 | 0.037922 | 0.99497 | -0.11126 | 0.99496 | -0.1113 | 5.9439
99 | -1.8536 | -0.87765 | 1.8536 | 0.87583 | 3.2221e-05 | -0.0018155 | 0.059495 | 0.059472 | 0.059495 | 0.9951 | -0.10907 | 0.99511 | -0.109 | 9.3252
100 | 0.25218 | 0.11747 | -0.25218 | -0.11934 | 6.0785e-07 | -0.0018736 | 0.0080703 | 0.0080934 | 0.0080934 | 0.99511 | -0.109 | 0.99511 | -0.10901 | 1.2686
101 | 0.1281 | 0.05966 | -0.1281 | -0.062042 | 1.9941e-07 | -0.0023817 | 0.0040954 | 0.004125 | 0.004125 | 0.99607 | -0.10138 | 0.99607 | -0.10139 | 0.64655
102 | -0.1281 | -0.05966 | 0.1281 | 0.058139 | 1.259e-07 | -0.0015212 | 0.0040954 | 0.004077 | 0.0040954 | 0.99607 | -0.10138 | 0.99607 | -0.10137 | 0.64191
103 | -6.2092 | -2.9106 | 6.2099 | 2.9074 | 0.00071774 | -0.0032631 | 0.19874 | 0.1987 | 0.19874 | 0.99607 | -0.10137 | 0.99619 | -0.10086 | 31.1507
104 | 6.0811 | 2.8525 | -6.0805 | -2.8553 | 0.00058904 | -0.0028034 | 0.19466 | 0.1947 | 0.1947 | 0.99607 | -0.10137 | 0.99597 | -0.1018 | 30.5177
105 | 0.13372 | 0.062963 | -0.13372 | -0.064762 | 1.6512e-07 | -0.0017995 | 0.0042874 | 0.0043099 | 0.0043099 | 0.99515 | -0.10884 | 0.99515 | -0.10884 | 0.67553
106 | 0.25849 | 0.12151 | -0.25848 | -0.12519 | 1.2604e-06 | -0.0036769 | 0.008285 | 0.008331 | 0.008331 | 0.99519 | -0.10866 | 0.99519 | -0.10868 | 1.3058
107 | -3.1307 | -1.4734 | 3.1312 | 1.4634 | 0.00051432 | -0.010007 | 0.10037 | 0.10024 | 0.10037 | 0.99519 | -0.10866 | 0.99536 | -0.10794 | 15.7316
108 | 0.084345 | 0.038055 | -0.084345 | -0.04007 | 7.2749e-08 | -0.0020146 | 0.0026843 | 0.0027089 | 0.0027089 | 0.99511 | -0.10901 | 0.99511 | -0.10901 | 0.42459
109 | -4.8785 | -2.2946 | 4.8798 | 2.2843 | 0.0013393 | -0.010295 | 0.15635 | 0.15622 | 0.15635 | 0.99536 | -0.10794 | 0.99565 | -0.10673 | 24.507
110 | 1.7472 | 0.83119 | -1.7472 | -0.83223 | 4.796e-05 | -0.0010367 | 0.056115 | 0.056128 | 0.056128 | 0.99536 | -0.10794 | 0.99533 | -0.10826 | 15.5051
111 | -5.3149 | -2.4927 | 5.3154 | 2.4895 | 0.00050751 | -0.0032468 | 0.1702 | 0.17016 | 0.1702 | 0.99565 | -0.10673 | 0.99575 | -0.1063 | 26.6777
112 | 0.43503 | 0.20837 | -0.43503 | -0.20845 | 4.3982e-06 | -7.4475e-05 | 0.013985 | 0.013987 | 0.013987 | 0.99565 | -0.10673 | 0.99563 | -0.10777 | 2.1685
113 | 1.5069 | 0.71584 | -1.5069 | -0.71594 | 1.3942e-05 | -0.00010138 | 0.048385 | 0.048386 | 0.048386 | 0.99533 | -0.10826 | 0.99533 | -0.10818 | 21.9936
114 | -5.4405 | -2.5501 | 5.4407 | 2.5506 | 0.00019945 | 0.0005111 | 0.17419 | 0.17419 | 0.17419 | 0.99575 | -0.1063 | 0.99581 | -0.10248 | 27.0064
115 | 0.26617 | 0.12666 | -0.26617 | -0.12891 | 8.1736e-07 | -0.0022476 | 0.0085466 | 0.0085748 | 0.0085748 | 0.99563 | -0.10777 | 0.99563 | -0.10778 | 1.344
116 | 0.084345 | 0.04007 | -0.084345 | -0.04085 | 2.8572e-08 | -0.00078039 | 0.0027089 | 0.0027187 | 0.0027187 | 0.99511 | -0.10901 | 0.99511 | -0.10901 | 0.42612
117 | 1.5069 | 0.71594 | -1.5067 | -0.71741 | 0.00020152 | -0.0014645 | 0.048386 | 0.048405 | 0.048405 | 0.99533 | -0.10818 | 0.9952 | -0.10706 | 22.0022
118 | -5.5425 | -2.5999 | 5.5426 | 2.5989 | 0.00016692 | -0.0009748 | 0.17747 | 0.17746 | 0.17747 | 0.99581 | -0.10248 | 0.99584 | -0.10235 | 27.8164
119 | -1.1408 | -0.54706 | 1.1409 | 0.54667 | 3.0544e-05 | -0.00039199 | 0.036716 | 0.036711 | 0.036716 | 0.99476 | -0.10304 | 0.99479 | -0.10327 | 16.6891
120 | -1.1409 | -0.54667 | 1.1409 | 0.54599 | 5.2443e-05 | -0.00067334 | 0.036711 | 0.036702 | 0.036711 | 0.99479 | -0.10327 | 0.99483 | -0.10366 | 16.6869
121 | -1.1409 | -0.54599 | 1.141 | 0.54507 | 7.1669e-05 | -0.00092082 | 0.036702 | 0.036691 | 0.036702 | 0.99483 | -0.10366 | 0.99489 | -0.10419 | 16.6829
122 | -1.2291 | -0.58773 | 1.2291 | 0.58703 | 6.388e-05 | -0.0007049 | 0.03953 | 0.039521 | 0.03953 | 0.99489 | -0.10419 | 0.99493 | -0.10463 | 17.9684
123 | -1.3553 | -0.64631 | 1.3555 | 0.64508 | 0.00013615 | -0.0012306 | 0.043562 | 0.043547 | 0.043562 | 0.99504 | -0.10557 | 0.99513 | -0.10641 | 19.8011
124 | 1.3553 | 0.64631 | -1.3552 | -0.64768 | 0.00015097 | -0.0013633 | 0.043562 | 0.04358 | 0.04358 | 0.99504 | -0.10557 | 0.99493 | -0.10463 | 19.8091
125 | -1.5066 | -0.71825 | 1.5067 | 0.71741 | 0.00011642 | -0.00084534 | 0.048416 | 0.048405 | 0.048416 | 0.99513 | -0.10641 | 0.9952 | -0.10706 | 22.0072
126 | 0.12605 | 0.06065 | -0.12605 | -0.061049 | 3.7189e-07 | -0.00039908 | 0.0040586 | 0.0040637 | 0.0040637 | 0.99493 | -0.10463 | 0.99493 | -0.10461 | 1.8471
127 | 0.18307 | 0.085947 | -0.18307 | -0.088666 | 4.6401e-07 | -0.0027191 | 0.0058558 | 0.0058897 | 0.0058897 | 0.99701 | -0.083467 | 0.997 | -0.083477 | 0.92315
128 | -7.9497 | -3.7234 | 7.951 | 3.7202 | 0.0012231 | -0.0031424 | 0.25412 | 0.25407 | 0.25412 | 0.99722 | -0.082562 | 0.99737 | -0.081876 | 39.8309
129 | 0.3327 | 0.1602 | -0.3327 | -0.16113 | 5.2588e-07 | -0.00092932 | 0.010689 | 0.010701 | 0.010701 | 0.99722 | -0.082562 | 0.99721 | -0.082568 | 1.6773
130 | -7.951 | -3.7202 | 7.9518 | 3.718 | 0.00086353 | -0.0022202 | 0.25407 | 0.25404 | 0.25407 | 0.99737 | -0.081876 | 0.99749 | -0.081389 | 39.8235
131 | -5.8019 | -2.7244 | 5.8024 | 2.7216 | 0.00053221 | -0.0028099 | 0.1858 | 0.18577 | 0.1858 | 0.99584 | -0.10235 | 0.99594 | -0.10194 | 29.123
132 | -6.0803 | -2.8562 | 6.0805 | 2.8553 | 0.00019812 | -0.00094245 | 0.19472 | 0.1947 | 0.19472 | 0.99594 | -0.10194 | 0.99597 | -0.1018 | 30.5198
133 | -3.6469 | -1.7133 | 3.648 | 1.7122 | 0.0011442 | -0.0011295 | 0.11718 | 0.11717 | 0.11718 | 0.99259 | -0.21576 | 0.99288 | -0.21831 | 53.2654
134 | 3.0403 | 1.4298 | -3.0385 | -1.4288 | 0.0017674 | 0.00098489 | 0.09771 | 0.097711 | 0.097711 | 0.99259 | -0.21576 | 0.99198 | -0.22002 | 46.5293
135 | 0.48197 | 0.22317 | -0.48191 | -0.2233 | 6.121e-05 | -0.00013096 | 0.015447 | 0.015449 | 0.015449 | 0.99259 | -0.21576 | 0.99246 | -0.21674 | 7.3566
136 | -3.648 | -1.7122 | 3.6495 | 1.7108 | 0.0014344 | -0.0014178 | 0.11717 | 0.11714 | 0.11717 | 0.99288 | -0.21831 | 0.99325 | -0.22149 | 53.2571
137 | 0.20937 | 0.098021 | -0.20936 | -0.10136 | 8.6454e-06 | -0.0033384 | 0.0067275 | 0.0067693 | 0.0067693 | 0.99198 | -0.22002 | 0.99194 | -0.21967 | 3.077
138 | 2.8292 | 1.3308 | -2.8257 | -1.3371 | 0.0034851 | -0.0063594 | 0.090984 | 0.091076 | 0.091076 | 0.99198 | -0.22002 | 0.99084 | -0.2099 | 41.3981
139 | 0.1461 | 0.07034 | -0.1461 | -0.070758 | 5.2865e-07 | -0.00041803 | 0.0047164 | 0.0047217 | 0.0047217 | 0.99246 | -0.21674 | 0.99245 | -0.21671 | 2.1462
140 | 0.33581 | 0.15296 | -0.33576 | -0.15985 | 4.546e-05 | -0.0068831 | 0.010733 | 0.010818 | 0.010818 | 0.99246 | -0.21674 | 0.99233 | -0.21566 | 4.9172
141 | -3.9809 | -1.8713 | 3.9821 | 1.8726 | 0.0012295 | 0.0013047 | 0.12784 | 0.12784 | 0.12784 | 0.99325 | -0.22149 | 0.99363 | -0.21173 | 36.527
142 | 0.20936 | 0.10136 | -0.20936 | -0.1014 | 2.7434e-06 | -3.7748e-05 | 0.0067693 | 0.0067698 | 0.0067698 | 0.99194 | -0.21967 | 0.99193 | -0.21976 | 3.2237
143 | 0.21238 | 0.10251 | -0.21238 | -0.10286 | 9.3465e-07 | -0.00034714 | 0.0068707 | 0.0068752 | 0.0068752 | 0.99084 | -0.2099 | 0.99084 | -0.20986 | 3.1251
144 | 2.6133 | 1.2346 | -2.6114 | -1.2387 | 0.0018733 | -0.0040771 | 0.084205 | 0.084263 | 0.084263 | 0.99084 | -0.2099 | 0.99018 | -0.20397 | 38.3014
145 | 0.33576 | 0.15985 | -0.33574 | -0.16261 | 1.8451e-05 | -0.0027622 | 0.010818 | 0.010853 | 0.010853 | 0.99233 | -0.21566 | 0.99228 | -0.21519 | 4.9331
146 | 0.2652 | 0.12837 | -0.26519 | -0.12844 | 7.665e-06 | -6.4392e-05 | 0.00856 | 0.0085608 | 0.0085608 | 0.99363 | -0.21173 | 0.9936 | -0.21192 | 4.0766
147 | -4.2473 | -2.0009 | 4.248 | 2.0027 | 0.00071043 | 0.0017644 | 0.1364 | 0.1364 | 0.1364 | 0.99363 | -0.21173 | 0.99394 | -0.19434 | 21.1477
148 | -4.248 | -2.0027 | 4.2495 | 1.9873 | 0.0015035 | -0.015417 | 0.1364 | 0.1362 | 0.1364 | 0.99394 | -0.19434 | 0.99431 | -0.19279 | 21.3795
149 | 2.6114 | 1.2387 | -2.6112 | -1.239 | 0.00016261 | -0.00035331 | 0.084263 | 0.084268 | 0.084268 | 0.99018 | -0.20397 | 0.99012 | -0.20345 | 38.3037
150 | 2.1971 | 1.0385 | -2.1953 | -1.0376 | 0.0017769 | 0.00088071 | 0.070852 | 0.070855 | 0.070855 | 0.99012 | -0.20345 | 0.98927 | -0.20928 | 33.7406
151 | 0.083988 | 0.040022 | -0.083987 | -0.040677 | 2.7104e-07 | -0.0006548 | 0.0027011 | 0.0027093 | 0.0027093 | 0.99431 | -0.19279 | 0.9943 | -0.19276 | 1.2315
152 | 0.28078 | 0.13294 | -0.28077 | -0.13566 | 1.2588e-05 | -0.0027219 | 0.0090193 | 0.0090535 | 0.0090535 | 0.99431 | -0.19279 | 0.99427 | -0.19241 | 4.1152
153 | -4.6143 | -2.1603 | 4.6146 | 2.1579 | 0.00027202 | -0.0023467 | 0.14792 | 0.14789 | 0.14792 | 0.99431 | -0.19279 | 0.99437 | -0.19252 | 23.185
154 | 1.9899 | 0.93806 | -1.9896 | -0.93922 | 0.00029245 | -0.0011549 | 0.064194 | 0.064209 | 0.064209 | 0.98927 | -0.20928 | 0.98914 | -0.20807 | 29.1861
155 | 1.9896 | 0.93922 | -1.9886 | -0.94286 | 0.00092449 | -0.0036448 | 0.064209 | 0.064258 | 0.064258 | 0.98914 | -0.20807 | 0.98871 | -0.20423 | 29.2083
156 | 0.5207 | 0.24808 | -0.52064 | -0.25199 | 6.3854e-05 | -0.0039055 | 0.01684 | 0.01689 | 0.01689 | 0.98871 | -0.20423 | 0.9886 | -0.20318 | 7.6773
157 | 1.4679 | 0.69478 | -1.4668 | -0.70367 | 0.0011918 | -0.0088836 | 0.047418 | 0.047534 | 0.047534 | 0.98871 | -0.20423 | 0.98796 | -0.19741 | 21.6064
158 | 0.21896 | 0.10593 | -0.21896 | -0.10605 | 3.277e-07 | -0.00011343 | 0.0071027 | 0.0071041 | 0.0071041 | 0.9886 | -0.20318 | 0.9886 | -0.20317 | 3.2291
159 | 0.30168 | 0.14606 | -0.30167 | -0.14611 | 8.2488e-06 | -5.1218e-05 | 0.0097873 | 0.009788 | 0.009788 | 0.9886 | -0.20318 | 0.98857 | -0.20336 | 4.661
160 | 0.96717 | 0.46726 | -0.96714 | -0.46774 | 2.7502e-05 | -0.00047914 | 0.031385 | 0.031391 | 0.031391 | 0.98796 | -0.19741 | 0.98794 | -0.19716 | 14.2688
161 | 0.27989 | 0.13315 | -0.27988 | -0.13498 | 8.6309e-06 | -0.0018297 | 0.0090565 | 0.0090796 | 0.0090796 | 0.98796 | -0.19741 | 0.98793 | -0.19715 | 4.1271
162 | 0.2197 | 0.10325 | -0.21969 | -0.10577 | 7.3215e-06 | -0.0025269 | 0.0070929 | 0.0071247 | 0.0071247 | 0.98796 | -0.19741 | 0.98793 | -0.19713 | 3.2385
163 | 0.21969 | 0.10577 | -0.21969 | -0.1064 | 1.8208e-06 | -0.00062489 | 0.0071247 | 0.0071326 | 0.0071326 | 0.98793 | -0.19713 | 0.98792 | -0.19706 | 3.2421
164 | 0.26917 | 0.1297 | -0.26917 | -0.12995 | 1.0665e-06 | -0.00024384 | 0.0087308 | 0.0087339 | 0.0087339 | 0.98794 | -0.19716 | 0.98793 | -0.19713 | 3.9699
165 | 0.27988 | 0.13498 | -0.27988 | -0.13555 | 2.6901e-06 | -0.00056836 | 0.0090796 | 0.0090868 | 0.0090868 | 0.98793 | -0.19715 | 0.98793 | -0.19706 | 4.1304
166 | 0.26917 | 0.12995 | -0.26917 | -0.13037 | 1.8284e-06 | -0.0004176 | 0.0087339 | 0.0087392 | 0.0087392 | 0.98793 | -0.19713 | 0.98793 | -0.19707 | 3.9724
167 | 0.33931 | 0.1639 | -0.33931 | -0.16434 | 2.9422e-06 | -0.0004335 | 0.010941 | 0.010946 | 0.010946 | 0.99428 | -0.19243 | 0.99427 | -0.19236 | 4.9755
168 | 0.28077 | 0.13566 | -0.28076 | -0.13598 | 1.4812e-06 | -0.00031891 | 0.0090535 | 0.0090575 | 0.0090575 | 0.99427 | -0.19241 | 0.99426 | -0.19236 | 4.117

## res_trafo
| p_hv_mw | q_hv_mvar | p_lv_mw | q_lv_mvar | pl_mw | ql_mvar | i_hv_ka | i_lv_ka | vm_hv_pu | va_hv_degree | vm_lv_pu | va_lv_degree | loading_percent
0 | 2.6518e-14 | 1.7507e-14 | 0.013999 | 0.0105 | 0.013999 | 0.0105 | 1.6678e-16 | 0.00050517 | 0.99997 | 149.9981 | 1 | 0 | 0.069998

## res_ext_grid
| p_mw | q_mvar
0 | 21.387 | 10.0338

## res_load
| p_mw | q_mvar
0 | 0.31379 | 0.15197
1 | 0.12671 | 0.061371
2 | 0.2449 | 0.11861
3 | 0.28744 | 0.13921
4 | 0.3422 | 0.16574
5 | 0.082017 | 0.039723
6 | 0.38873 | 0.18827
7 | 0.23412 | 0.11339
8 | 0.23209 | 0.11241
9 | 0.37894 | 0.18353
10 | 0.3736 | 0.18094
11 | 0.31631 | 0.15319
12 | 0.3814 | 0.18472
13 | 0.17563 | 0.085064
14 | 0.30194 | 0.14624
15 | 0.34072 | 0.16502
16 | 0.090325 | 0.043746
17 | 0.22827 | 0.11056
18 | 0.1652 | 0.080009
19 | 0.34015 | 0.16474
20 | 0.27316 | 0.1323
21 | 0.28733 | 0.13916
22 | 0.33297 | 0.16126
23 | 0.31274 | 0.15147
24 | 0.21668 | 0.10495
25 | 0.12116 | 0.05868
26 | 0.081597 | 0.039519
27 | 0.21736 | 0.10527
28 | 0.25312 | 0.12259
29 | 0.41234 | 0.19971
30 | 0.35852 | 0.17364
31 | 0.24758 | 0.11991
32 | 0.30914 | 0.14972
33 | 0.23254 | 0.11262
34 | 0.15045 | 0.072865
35 | 0.28487 | 0.13797
36 | 0.39023 | 0.189
37 | 0.099127 | 0.048009
38 | 0.41738 | 0.20215
39 | 0.23257 | 0.11264
40 | 0.30985 | 0.15007
41 | 0.32269 | 0.15629
42 | 0.28028 | 0.13575
43 | 0.12364 | 0.059883
44 | 0.13251 | 0.064179
45 | 0.17222 | 0.08341
46 | 0.13786 | 0.066768
47 | 0.1281 | 0.062042
48 | 0.13372 | 0.064762
49 | 0.16783 | 0.081286
50 | 0.24031 | 0.11639
51 | 0.12514 | 0.060609
52 | 0.16886 | 0.081784
53 | 0.25848 | 0.12519
54 | 0.10177 | 0.049287
55 | 0.26617 | 0.12891
56 | 0.2534 | 0.12273
57 | 0.3404 | 0.16486
58 | 0.088083 | 0.04266
59 | 0.15107 | 0.073169
60 | 0.12605 | 0.061049
61 | 0.18307 | 0.088666
62 | 0.3327 | 0.16113
63 | 0.16119 | 0.078066
64 | 0.25925 | 0.12556
65 | 0.27792 | 0.1346
66 | 0.12464 | 0.060365
67 | 0.33142 | 0.16051
68 | 0.1461 | 0.070758
69 | 0.26519 | 0.12844
70 | 0.20936 | 0.1014
71 | 0.41414 | 0.20058
72 | 0.21238 | 0.10286
73 | 0.20546 | 0.099509
74 | 0.21896 | 0.10605
75 | 0.30167 | 0.14611
76 | 0.21969 | 0.1064
77 | 0.69796 | 0.33804
78 | 0.27988 | 0.13555
79 | 0.33931 | 0.16434
80 | 0.34 | 0.16467
81 | 0.083987 | 0.040677
82 | 0.10763 | 0.05213
83 | 0.28076 | 0.13598
84 | 0.33574 | 0.16261
85 | 0.084345 | 0.04085
86 | 0.26917 | 0.13037

## dtypes
| element | column | dtype
0 | bus | name | object
1 | bus | vn_kv | float64
2 | bus | type | object
3 | bus | zone | object
4 | bus | in_service | bool
5 | load | name | object
6 | load | bus | uint32
7 | load | p_mw | float64
8 | load | q_mvar | float64
9 | load | const_z_percent | float64
10 | load | const_i_percent | float64
11 | load | sn_mva | float64
12 | load | scaling | float64
13 | load | in_service | bool
14 | load | type | object
15 | ext_grid | name | object
16 | ext_grid | bus | uint32
17 | ext_grid | vm_pu | float64
18 | ext_grid | va_degree | float64
19 | ext_grid | slack_weight | float64
20 | ext_grid | in_service | bool
21 | line | name | object
22 | line | std_type | object
23 | line | from_bus | uint32
24 | line | to_bus | uint32
25 | line | length_km | float64
26 | line | r_ohm_per_km | float64
27 | line | x_ohm_per_km | float64
28 | line | c_nf_per_km | float64
29 | line | g_us_per_km | float64
30 | line | max_i_ka | float64
31 | line | df | float64
32 | line | parallel | uint32
33 | line | type | object
34 | line | in_service | bool
35 | trafo | name | object
36 | trafo | std_type | object
37 | trafo | hv_bus | uint32
38 | trafo | lv_bus | uint32
39 | trafo | sn_mva | float64
40 | trafo | vn_hv_kv | float64
41 | trafo | vn_lv_kv | float64
42 | trafo | vk_percent | float64
43 | trafo | vkr_percent | float64
44 | trafo | pfe_kw | float64
45 | trafo | i0_percent | float64
46 | trafo | shift_degree | float64
47 | trafo | tap_side | object
48 | trafo | tap_neutral | int32
49 | trafo | tap_min | int32
50 | trafo | tap_max | int32
51 | trafo | tap_step_percent | float64
52 | trafo | tap_step_degree | float64
53 | trafo | tap_pos | int32
54 | trafo | tap_phase_shifter | bool
55 | trafo | parallel | uint32
56 | trafo | df | float64
57 | trafo | in_service | bool
58 | bus_geodata | x | float64
59 | bus_geodata | y | float64
60 | bus_geodata | coords | object
61 | res_bus | vm_pu | float64
62 | res_bus | va_degree | float64
63 | res_bus | p_mw | float64
64 | res_bus | q_mvar | float64
65 | res_line | p_from_mw | float64
66 | res_line | q_from_mvar | float64
67 | res_line | p_to_mw | float64
68 | res_line | q_to_mvar | float64
69 | res_line | pl_mw | float64
70 | res_line | ql_mvar | float64
71 | res_line | i_from_ka | float64
72 | res_line | i_to_ka | float64
73 | res_line | i_ka | float64
74 | res_line | vm_from_pu | float64
75 | res_line | va_from_degree | float64
76 | res_line | vm_to_pu | float64
77 | res_line | va_to_degree | float64
78 | res_line | loading_percent | float64
79 | res_trafo | p_hv_mw | float64
80 | res_trafo | q_hv_mvar | float64
81 | res_trafo | p_lv_mw | float64
82 | res_trafo | q_lv_mvar | float64
83 | res_trafo | pl_mw | float64
84 | res_trafo | ql_mvar | float64
85 | res_trafo | i_hv_ka | float64
86 | res_trafo | i_lv_ka | float64
87 | res_trafo | vm_hv_pu | float64
88 | res_trafo | va_hv_degree | float64
89 | res_trafo | vm_lv_pu | float64
90 | res_trafo | va_lv_degree | float64
91 | res_trafo | loading_percent | float64
92 | res_ext_grid | p_mw | float64
93 | res_ext_grid | q_mvar | float64
94 | res_load | p_mw | float64
95 | res_load | q_mvar | float64

## parameters
| version | format_version | converged | OPF_converged | name | f_hz | sn_mva
0 | 2.14.6 | 2.14.0 | TRUE | FALSE |  | 50 | 1