## bus
| name | vn_kv | type | zone | in_service
0 | bus_MV_632_0_node_0 | 20 | n |  | TRUE
1 | bus_MV_632_0_node_1 | 20 | n |  | TRUE
2 | bus_MV_632_0_node_2 | 20 | n |  | TRUE
3 | bus_MV_632_0_node_38 | 20 | n |  | TRUE
4 | bus_MV_632_0_node_3 | 20 | n |  | TRUE
5 | bus_MV_632_0_node_33 | 20 | n |  | TRUE
6 | bus_MV_632_0_node_180 | 20 | n |  | TRUE
7 | bus_MV_632_0_node_35 | 20 | n |  | TRUE
8 | bus_MV_632_0_node_95 | 20 | n |  | TRUE
9 | bus_MV_632_0_node_4 | 20 | n |  | TRUE
10 | bus_MV_632_0_node_6 | 20 | n |  | TRUE
11 | bus_MV_632_0_node_157 | 20 | n |  | TRUE
12 | bus_MV_632_0_node_158 | 20 | n |  | TRUE
13 | bus_MV_632_0_node_156 | 20 | n |  | TRUE
14 | bus_MV_632_0_node_5 | 20 | n |  | TRUE
15 | bus_MV_632_0_node_7 | 20 | n |  | TRUE
16 | bus_MV_632_0_node_9 | 20 | n |  | TRUE
17 | bus_MV_632_0_node_192 | 20 | n |  | TRUE
18 | bus_MV_632_0_node_8 | 20 | n |  | TRUE
19 | bus_MV_632_0_node_131 | 20 | n |  | TRUE
20 | bus_MV_632_0_node_107 | 20 | n |  | TRUE
21 | bus_MV_632_0_node_103 | 20 | n |  | TRUE
22 | bus_MV_632_0_node_155 | 20 | n |  | TRUE
23 | bus_MV_632_0_node_10 | 20 | n |  | TRUE
24 | bus_MV_632_0_node_74 | 20 | n |  | TRUE
25 | bus_MV_632_0_node_194 | 20 | n |  | TRUE
26 | bus_MV_632_0_node_61 | 20 | n |  | TRUE
27 | bus_MV_632_0_node_179 | 20 | n |  | TRUE
28 | bus_MV_632_0_node_106 | 20 | n |  | TRUE
29 | bus_MV_632_0_node_108 | 20 | n |  | TRUE
30 | bus_MV_632_0_node_163 | 20 | n |  | TRUE
31 | bus_MV_632_0_node_105 | 20 | n |  | TRUE
32 | bus_MV_632_0_node_102 | 20 | n |  | TRUE
33 | bus_MV_632_0_node_159 | 20 | n |  | TRUE
34 | bus_MV_632_0_node_191 | 20 | n |  | TRUE
35 | bus_MV_632_0_node_27 | 20 | n |  | TRUE
36 | bus_MV_632_0_node_73 | 20 | n |  | TRUE
37 | bus_MV_632_0_node_172 | 20 | n |  | TRUE
38 | bus_MV_632_0_node_11 | 20 | n |  | TRUE
39 | bus_MV_632_0_node_13 | 20 | n |  | TRUE
40 | bus_MV_632_0_node_14 | 20 | n |  | TRUE
41 | bus_MV_632_0_node_12 | 20 | n |  | TRUE
42 | bus_MV_632_0_node_15 | 20 | n |  | TRUE
43 | bus_MV_632_0_node_164 | 20 | n |  | TRUE
44 | bus_MV_632_0_node_21 | 20 | n |  | TRUE
45 | bus_MV_632_0_node_165 | 20 | n |  | TRUE
46 | bus_MV_632_0_node_22 | 20 | n |  | TRUE
47 | bus_MV_632_0_node_16 | 20 | n |  | TRUE
48 | bus_MV_632_0_node_17 | 20 | n |  | TRUE
49 | bus_MV_632_0_node_18 | 20 | n |  | TRUE
50 | bus_MV_632_0_node_19 | 20 | n |  | TRUE
51 | bus_MV_632_0_node_20 | 20 | n |  | TRUE
52 | bus_MV_632_0_node_187 | 20 | n |  | TRUE
53 | bus_MV_632_0_node_190 | 20 | n |  | TRUE
54 | bus_MV_632_0_node_119 | 20 | n |  | TRUE
55 | bus_MV_632_0_node_23 | 20 | n |  | TRUE
56 | bus_MV_632_0_node_24 | 20 | n |  | TRUE
57 | bus_MV_632_0_node_58 | 20 | n |  | TRUE
58 | bus_MV_632_0_node_57 | 20 | n |  | TRUE
59 | bus_MV_632_0_node_25 | 20 | n |  | TRUE
60 | bus_MV_632_0_node_26 | 20 | n |  | TRUE
61 | bus_MV_632_0_node_152 | 20 | n |  | TRUE
62 | bus_MV_632_0_node_153 | 20 | n |  | TRUE
63 | bus_MV_632_0_node_28 | 20 | n |  | TRUE
64 | bus_MV_632_0_node_30 | 20 | n |  | TRUE
65 | bus_MV_632_0_node_31 | 20 | n |  | TRUE
66 | bus_MV_632_0_node_32 | 20 | n |  | TRUE
67 | bus_MV_632_0_node_29 | 20 | n |  | TRUE
68 | bus_MV_632_0_node_40 | 20 | n |  | TRUE
69 | bus_MV_632_0_node_39 | 20 | n |  | TRUE
70 | bus_MV_632_0_node_193 | 20 | n |  | TRUE
71 | bus_MV_632_0_node_37 | 20 | n |  | TRUE
72 | bus_MV_632_0_node_34 | 20 | n |  | TRUE
73 | bus_MV_632_0_node_36 | 20 | n |  | TRUE
74 | bus_MV_632_0_node_149 | 20 | n |  | TRUE
75 | bus_MV_632_0_node_41 | 20 | n |  | TRUE
76 | bus_MV_632_0_node_150 | 20 | n |  | TRUE
77 | bus_MV_632_0_node_42 | 20 | n |  | TRUE
78 | bus_MV_632_0_node_166 | 20 | n |  | TRUE
79 | bus_MV_632_0_node_65 | 20 | n |  | TRUE
80 | bus_MV_632_0_node_43 | 20 | n |  | TRUE
81 | bus_MV_632_0_node_44 | 20 | n |  | TRUE
82 | bus_MV_632_0_node_45 | 20 | n |  | TRUE
83 | bus_MV_632_0_node_47 | 20 | n |  | TRUE
84 | bus_MV_632_0_node_48 | 20 | n |  | TRUE
85 | bus_MV_632_0_node_46 | 20 | n |  | TRUE
86 | bus_MV_632_0_node_81 | 20 | n |  | TRUE
87 | bus_MV_632_0_node_171 | 20 | n |  | TRUE
88 | bus_MV_632_0_node_86 | 20 | n |  | TRUE
89 | bus_MV_632_0_node_146 | 20 | n |  | TRUE
90 | bus_MV_632_0_node_168 | 20 | n |  | TRUE
91 | bus_MV_632_0_node_80 | 20 | n |  | TRUE
92 | bus_MV_632_0_node_54 | 20 | n |  | TRUE
93 | bus_MV_632_0_node_147 | 20 | n |  | TRUE
94 | bus_MV_632_0_node_173 | 20 | n |  | TRUE
95 | bus_MV_632_0_node_169 | 20 | n |  | TRUE
96 | bus_MV_632_0_node_116 | 20 | n |  | TRUE
97 | bus_MV_632_0_node_49 | 20 | n |  | TRUE
98 | bus_MV_632_0_node_50 | 20 | n |  | TRUE
99 | bus_MV_632_0_node_51 | 20 | n |  | TRUE
100 | bus_MV_632_0_node_52 | 20 | n |  | TRUE
101 | bus_MV_632_0_node_56 | 20 | n |  | TRUE
102 | bus_MV_632_0_node_99 | 20 | n |  | TRUE
103 | bus_MV_632_0_node_53 | 20 | n |  | TRUE
104 | bus_MV_632_0_node_100 | 20 | n |  | TRUE
105 | bus_MV_632_0_node_78 | 20 | n |  | TRUE
106 | bus_MV_632_0_node_79 | 20 | n |  | TRUE
107 | bus_MV_632_0_node_178 | 20 | n |  | TRUE
108 | bus_MV_632_0_node_181 | 20 | n |  | TRUE
109 | bus_MV_632_0_node_77 | 20 | n |  | TRUE
110 | bus_MV_632_0_node_151 | 20 | n |  | TRUE
111 | bus_MV_632_0_node_170 | 20 | n |  | TRUE
112 | bus_MV_632_0_node_59 | 20 | n |  | TRUE
113 | bus_MV_632_0_node_60 | 20 | n |  | TRUE
114 | bus_MV_632_0_node_129 | 20 | n |  | TRUE
115 | bus_MV_632_0_node_62 | 20 | n |  | TRUE
116 | bus_MV_632_0_node_132 | 20 | n |  | TRUE
117 | bus_MV_632_0_node_63 | 20 | n |  | TRUE
118 | bus_MV_632_0_node_136 | 20 | n |  | TRUE
119 | bus_MV_632_0_node_64 | 20 | n |  | TRUE
120 | bus_MV_632_0_node_135 | 20 | n |  | TRUE
121 | bus_MV_632_0_node_140 | 20 | n |  | TRUE
122 | bus_MV_632_0_node_76 | 20 | n |  | TRUE
123 | bus_MV_632_0_node_133 | 20 | n |  | TRUE
124 | bus_MV_632_0_node_138 | 20 | n |  | TRUE
125 | bus_MV_632_0_node_66 | 20 | n |  | TRUE
126 | bus_MV_632_0_node_67 | 20 | n |  | TRUE
127 | bus_MV_632_0_node_68 | 20 | n |  | TRUE
128 | bus_MV_632_0_node_70 | 20 | n |  | TRUE
129 | bus_MV_632_0_node_130 | 20 | n |  | TRUE
130 | bus_MV_632_0_node_71 | 20 | n |  | TRUE
131 | bus_MV_632_0_node_69 | 20 | n |  | TRUE
132 | bus_MV_632_0_node_137 | 20 | n |  | TRUE
133 | bus_MV_632_0_node_167 | 20 | n |  | TRUE
134 | bus_MV_632_0_node_141 | 20 | n |  | TRUE
135 | bus_MV_632_0_node_75 | 20 | n |  | TRUE
136 | bus_MV_632_0_node_139 | 20 | n |  | TRUE
137 | bus_MV_632_0_node_72 | 20 | n |  | TRUE
138 | bus_MV_632_0_node_177 | 20 | n |  | TRUE
139 | bus_MV_632_0_node_82 | 20 | n |  | TRUE
140 | bus_MV_632_0_node_83 | 20 | n |  | TRUE
141 | bus_MV_632_0_node_85 | 20 | n |  | TRUE
142 | bus_MV_632_0_node_88 | 20 | n |  | TRUE
143 | bus_MV_632_0_node_84 | 20 | n |  | TRUE
144 | bus_MV_632_0_node_92 | 20 | n |  | TRUE
145 | bus_MV_632_0_node_185 | 20 | n |  | TRUE
146 | bus_MV_632_0_node_87 | 20 | n |  | TRUE
147 | bus_MV_632_0_node_182 | 20 | n |  | TRUE
148 | bus_MV_632_0_node_89 | 20 | n |  | TRUE
149 | bus_MV_632_0_node_96 | 20 | n |  | TRUE
150 | bus_MV_632_0_node_196 | 20 | n |  | TRUE
151 | bus_MV_632_0_node_93 | 20 | n |  | TRUE
152 | bus_MV_632_0_node_148 | 20 | n |  | TRUE
153 | bus_MV_632_0_node_176 | 20 | n |  | TRUE
154 | bus_MV_632_0_node_90 | 20 | n |  | TRUE
155 | bus_MV_632_0_node_91 | 20 | n |  | TRUE
156 | bus_MV_632_0_node_94 | 20 | n |  | TRUE
157 | bus_MV_632_0_node_98 | 20 | n |  | TRUE
158 | bus_MV_632_0_node_97 | 20 | n |  | TRUE
159 | bus_MV_632_0_node_101 | 20 | n |  | TRUE
160 | bus_MV_632_0_node_104 | 20 | n |  | TRUE
161 | bus_MV_632_0_node_128 | 20 | n |  | TRUE
162 | bus_MV_632_0_node_127 | 20 | n |  | TRUE
163 | bus_MV_632_0_node_160 | 20 | n |  | TRUE
164 | bus_MV_632_0_node_161 | 20 | n |  | TRUE
165 | bus_MV_632_0_node_162 | 20 | n |  | TRUE
166 | bus_MV_632_0_node_110 | 20 | n |  | TRUE
167 | bus_MV_632_0_node_122 | 20 | n |  | TRUE
168 | bus_MV_632_0_node_124 | 20 | n |  | TRUE
169 | bus_MV_632_0_node_120 | 20 | n |  | TRUE
170 | bus_MV_632_0_node_111 | 20 | n |  | TRUE
171 | bus_MV_632_0_node_112 | 20 | n |  | TRUE
172 | bus_MV_632_0_node_113 | 20 | n |  | TRUE
173 | bus_MV_632_0_node_114 | 20 | n |  | TRUE
174 | bus_MV_632_0_node_115 | 20 | n |  | TRUE
175 | bus_MV_632_0_node_117 | 20 | n |  | TRUE
176 | bus_MV_632_0_node_118 | 20 | n |  | TRUE
177 | bus_MV_632_0_node_189 | 20 | n |  | TRUE
178 | bus_MV_632_0_node_195 | 20 | n |  | TRUE
179 | bus_MV_632_0_node_121 | 20 | n |  | TRUE
180 | bus_MV_632_0_node_123 | 20 | n |  | TRUE
181 | bus_MV_632_0_node_188 | 20 | n |  | TRUE
182 | bus_MV_632_0_node_125 | 20 | n |  | TRUE
183 | bus_MV_632_0_node_126 | 20 | n |  | TRUE
184 | bus_MV_632_0_node_134 | 20 | n |  | TRUE
185 | bus_MV_632_0_node_142 | 20 | n |  | TRUE
186 | bus_MV_632_0_node_143 | 20 | n |  | TRUE
187 | bus_MV_632_0_node_144 | 20 | n |  | TRUE
188 | bus_MV_632_0_node_145 | 20 | n |  | TRUE
189 | bus_MV_632_0_node_154 | 20 | n |  | TRUE
190 | bus_MV_632_0_node_174 | 20 | n |  | TRUE
191 | bus_MV_632_0_node_175 | 20 | n |  | TRUE
192 | bus_MV_632_0_node_183 | 20 | n |  | TRUE
193 | bus_MV_632_0_node_184 | 20 | n |  | TRUE
194 | bus_MV_632_0_node_186 | 20 | n |  | TRUE
195 | bus_HV_632_0_node_127 | 110 | n |  | TRUE

## load
| name | bus | p_mw | q_mvar | const_z_percent | const_i_percent | sn_mva | scaling | in_service | type
0 | MV_632_0_load_0 | 0 | 0.33844 | 0.16391 | 0 | 0 |  | 1 | TRUE | wye
1 | MV_632_0_load_38 | 3 | 0.1102 | 0.053372 | 0 | 0 |  | 1 | TRUE | wye
2 | MV_632_0_load_33 | 5 | 0.31359 | 0.15188 | 0 | 0 |  | 1 | TRUE | wye
3 | MV_632_0_load_180 | 6 | 0.072558 | 0.035141 | 0 | 0 |  | 1 | TRUE | wye
4 | MV_632_0_load_35 | 7 | 0.074083 | 0.03588 | 0 | 0 |  | 1 | TRUE | wye
5 | MV_632_0_load_4 | 9 | 0.35657 | 0.17269 | 0 | 0 |  | 1 | TRUE | wye
6 | MV_632_0_load_158 | 12 | 0.073405 | 0.035552 | 0 | 0 |  | 1 | TRUE | wye
7 | MV_632_0_load_156 | 13 | 0.096372 | 0.046675 | 0 | 0 |  | 1 | TRUE | wye
8 | MV_632_0_load_192 | 17 | 0.091906 | 0.044512 | 0 | 0 |  | 1 | TRUE | wye
9 | MV_632_0_load_131 | 19 | 0.10975 | 0.053156 | 0 | 0 |  | 1 | TRUE | wye
10 | MV_632_0_load_155 | 22 | 0.087858 | 0.042552 | 0 | 0 |  | 1 | TRUE | wye
11 | MV_632_0_load_74 | 24 | 0.090327 | 0.043748 | 0 | 0 |  | 1 | TRUE | wye
12 | MV_632_0_load_194 | 25 | 0.080597 | 0.039035 | 0 | 0 |  | 1 | TRUE | wye
13 | MV_632_0_load_179 | 27 | 0.13322 | 0.06452 | 0 | 0 |  | 1 | TRUE | wye
14 | MV_632_0_load_163 | 30 | 0.40977 | 0.19846 | 0 | 0 |  | 1 | TRUE | wye
15 | MV_632_0_load_102 | 32 | 0.19301 | 0.093477 | 0 | 0 |  | 1 | TRUE | wye
16 | MV_632_0_load_159 | 33 | 0.085563 | 0.04144 | 0 | 0 |  | 1 | TRUE | wye
17 | MV_632_0_load_191 | 34 | 0.14353 | 0.069512 | 0 | 0 |  | 1 | TRUE | wye
18 | MV_632_0_load_11 | 38 | 0.33813 | 0.16377 | 0 | 0 |  | 1 | TRUE | wye
19 | MV_632_0_load_12 | 41 | 0.076388 | 0.036996 | 0 | 0 |  | 1 | TRUE | wye
20 | MV_632_0_load_164 | 43 | 0.17093 | 0.082784 | 0 | 0 |  | 1 | TRUE | wye
21 | MV_632_0_load_21 | 44 | 0.29738 | 0.14403 | 0 | 0 |  | 1 | TRUE | wye
22 | MV_632_0_load_16 | 47 | 0.28604 | 0.13854 | 0 | 0 |  | 1 | TRUE | wye
23 | MV_632_0_load_190 | 53 | 0.36534 | 0.17694 | 0 | 0 |  | 1 | TRUE | wye
24 | MV_632_0_load_23 | 55 | 0.25841 | 0.12515 | 0 | 0 |  | 1 | TRUE | wye
25 | MV_632_0_load_58 | 57 | 0.29537 | 0.14305 | 0 | 0 |  | 1 | TRUE | wye
26 | MV_632_0_load_57 | 58 | 0.37739 | 0.18278 | 0 | 0 |  | 1 | TRUE | wye
27 | MV_632_0_load_25 | 59 | 0.30173 | 0.14614 | 0 | 0 |  | 1 | TRUE | wye
28 | MV_632_0_load_152 | 61 | 0.35432 | 0.17161 | 0 | 0 |  | 1 | TRUE | wye
29 | MV_632_0_load_28 | 63 | 0.19403 | 0.093971 | 0 | 0 |  | 1 | TRUE | wye
30 | MV_632_0_load_31 | 65 | 0.082357 | 0.039887 | 0 | 0 |  | 1 | TRUE | wye
31 | MV_632_0_load_29 | 67 | 0.073774 | 0.03573 | 0 | 0 |  | 1 | TRUE | wye
32 | MV_632_0_load_39 | 69 | 0.34366 | 0.16644 | 0 | 0 |  | 1 | TRUE | wye
33 | MV_632_0_load_193 | 70 | 0.26561 | 0.12864 | 0 | 0 |  | 1 | TRUE | wye
34 | MV_632_0_load_149 | 74 | 0.11137 | 0.053939 | 0 | 0 |  | 1 | TRUE | wye
35 | MV_632_0_load_41 | 75 | 0.098432 | 0.047673 | 0 | 0 |  | 1 | TRUE | wye
36 | MV_632_0_load_150 | 76 | 0.3257 | 0.15775 | 0 | 0 |  | 1 | TRUE | wye
37 | MV_632_0_load_65 | 79 | 0.28173 | 0.13645 | 0 | 0 |  | 1 | TRUE | wye
38 | MV_632_0_load_43 | 80 | 0.38089 | 0.18447 | 0 | 0 |  | 1 | TRUE | wye
39 | MV_632_0_load_44 | 81 | 0.068408 | 0.033131 | 0 | 0 |  | 1 | TRUE | wye
40 | MV_632_0_load_171 | 87 | 0.079797 | 0.038648 | 0 | 0 |  | 1 | TRUE | wye
41 | MV_632_0_load_146 | 89 | 0.11149 | 0.053997 | 0 | 0 |  | 1 | TRUE | wye
42 | MV_632_0_load_168 | 90 | 0.078617 | 0.038076 | 0 | 0 |  | 1 | TRUE | wye
43 | MV_632_0_load_80 | 91 | 0.3614 | 0.17503 | 0 | 0 |  | 1 | TRUE | wye
44 | MV_632_0_load_173 | 94 | 0.068478 | 0.033166 | 0 | 0 |  | 1 | TRUE | wye
45 | MV_632_0_load_169 | 95 | 0.23228 | 0.1125 | 0 | 0 |  | 1 | TRUE | wye
46 | MV_632_0_load_49 | 97 | 0.33136 | 0.16049 | 0 | 0 |  | 1 | TRUE | wye
47 | MV_632_0_load_52 | 100 | 0.15293 | 0.074066 | 0 | 0 |  | 1 | TRUE | wye
48 | MV_632_0_load_56 | 101 | 0.076686 | 0.037141 | 0 | 0 |  | 1 | TRUE | wye
49 | MV_632_0_load_99 | 102 | 0.41232 | 0.1997 | 0 | 0 |  | 1 | TRUE | wye
50 | MV_632_0_load_53 | 103 | 0.12839 | 0.062181 | 0 | 0 |  | 1 | TRUE | wye
51 | MV_632_0_load_181 | 108 | 0.090437 | 0.043801 | 0 | 0 |  | 1 | TRUE | wye
52 | MV_632_0_load_77 | 109 | 0.33727 | 0.16335 | 0 | 0 |  | 1 | TRUE | wye
53 | MV_632_0_load_151 | 110 | 0.071826 | 0.034787 | 0 | 0 |  | 1 | TRUE | wye
54 | MV_632_0_load_170 | 111 | 0.085542 | 0.04143 | 0 | 0 |  | 1 | TRUE | wye
55 | MV_632_0_load_129 | 114 | 0.11946 | 0.057857 | 0 | 0 |  | 1 | TRUE | wye
56 | MV_632_0_load_132 | 116 | 0.3336 | 0.16157 | 0 | 0 |  | 1 | TRUE | wye
57 | MV_632_0_load_135 | 120 | 0.32024 | 0.1551 | 0 | 0 |  | 1 | TRUE | wye
58 | MV_632_0_load_140 | 121 | 0.085925 | 0.041615 | 0 | 0 |  | 1 | TRUE | wye
59 | MV_632_0_load_138 | 124 | 0.19884 | 0.096302 | 0 | 0 |  | 1 | TRUE | wye
60 | MV_632_0_load_66 | 125 | 0.34818 | 0.16863 | 0 | 0 |  | 1 | TRUE | wye
61 | MV_632_0_load_130 | 129 | 0.21536 | 0.1043 | 0 | 0 |  | 1 | TRUE | wye
62 | MV_632_0_load_71 | 130 | 0.09005 | 0.043613 | 0 | 0 |  | 1 | TRUE | wye
63 | MV_632_0_load_137 | 132 | 0.14263 | 0.06908 | 0 | 0 |  | 1 | TRUE | wye
64 | MV_632_0_load_167 | 133 | 0.11083 | 0.053677 | 0 | 0 |  | 1 | TRUE | wye
65 | MV_632_0_load_141 | 134 | 0.095957 | 0.046474 | 0 | 0 |  | 1 | TRUE | wye
66 | MV_632_0_load_139 | 136 | 0.07106 | 0.034416 | 0 | 0 |  | 1 | TRUE | wye
67 | MV_632_0_load_72 | 137 | 0.32528 | 0.15754 | 0 | 0 |  | 1 | TRUE | wye
68 | MV_632_0_load_177 | 138 | 0.077567 | 0.037567 | 0 | 0 |  | 1 | TRUE | wye
69 | MV_632_0_load_82 | 139 | 0.34363 | 0.16643 | 0 | 0 |  | 1 | TRUE | wye
70 | MV_632_0_load_92 | 144 | 0.29227 | 0.14155 | 0 | 0 |  | 1 | TRUE | wye
71 | MV_632_0_load_185 | 145 | 0.070112 | 0.033957 | 0 | 0 |  | 1 | TRUE | wye
72 | MV_632_0_load_182 | 147 | 0.10971 | 0.053135 | 0 | 0 |  | 1 | TRUE | wye
73 | MV_632_0_load_89 | 148 | 0.31885 | 0.15443 | 0 | 0 |  | 1 | TRUE | wye
74 | MV_632_0_load_196 | 150 | 0.16138 | 0.078159 | 0 | 0 |  | 1 | TRUE | wye
75 | MV_632_0_load_90 | 154 | 0.077707 | 0.037635 | 0 | 0 |  | 1 | TRUE | wye
76 | MV_632_0_load_97 | 158 | 0.20549 | 0.099523 | 0 | 0 |  | 1 | TRUE | wye
77 | MV_632_0_load_101 | 159 | 0.31483 | 0.15248 | 0 | 0 |  | 1 | TRUE | wye
78 | MV_632_0_load_104 | 160 | 0.076865 | 0.037228 | 0 | 0 |  | 1 | TRUE | wye
79 | MV_632_0_load_128 | 161 | 0.13884 | 0.067246 | 0 | 0 |  | 1 | TRUE | wye
80 | MV_632_0_load_160 | 163 | 0.19679 | 0.09531 | 0 | 0 |  | 1 | TRUE | wye
81 | MV_632_0_load_110 | 166 | 0.26326 | 0.1275 | 0 | 0 |  | 1 | TRUE | wye
82 | MV_632_0_load_124 | 168 | 0.1045 | 0.050612 | 0 | 0 |  | 1 | TRUE | wye
83 | MV_632_0_load_120 | 169 | 0.10396 | 0.050349 | 0 | 0 |  | 1 | TRUE | wye
84 | MV_632_0_load_111 | 170 | 0.074906 | 0.036279 | 0 | 0 |  | 1 | TRUE | wye
85 | MV_632_0_load_112 | 171 | 0.17962 | 0.086992 | 0 | 0 |  | 1 | TRUE | wye
86 | MV_632_0_load_115 | 174 | 0.1589 | 0.076958 | 0 | 0 |  | 1 | TRUE | wye
87 | MV_632_0_load_117 | 175 | 0.23609 | 0.11434 | 0 | 0 |  | 1 | TRUE | wye
88 | MV_632_0_load_118 | 176 | 0.19585 | 0.094856 | 0 | 0 |  | 1 | TRUE | wye
89 | MV_632_0_load_188 | 181 | 0.25828 | 0.12509 | 0 | 0 |  | 1 | TRUE | wye
90 | MV_632_0_load_125 | 182 | 0.071663 | 0.034708 | 0 | 0 |  | 1 | TRUE | wye
91 | MV_632_0_load_134 | 184 | 0.12125 | 0.058725 | 0 | 0 |  | 1 | TRUE | wye
92 | MV_632_0_load_142 | 185 | 0.23913 | 0.11582 | 0 | 0 |  | 1 | TRUE | wye
93 | MV_632_0_load_144 | 187 | 0.13699 | 0.066345 | 0 | 0 |  | 1 | TRUE | wye
94 | MV_632_0_load_174 | 190 | 0.078827 | 0.038177 | 0 | 0 |  | 1 | TRUE | wye
95 | MV_632_0_load_184 | 193 | 0.10384 | 0.050291 | 0 | 0 |  | 1 | TRUE | wye
96 | MV_632_0_load_186 | 194 | 0.094363 | 0.045702 | 0 | 0 |  | 1 | TRUE | wye

## ext_grid
| name | bus | vm_pu | va_degree | slack_weight | in_service
0 |  | 162 | 1 | 0 | 1 | TRUE

## line
| name | std_type | from_bus | to_bus | length_km | r_ohm_per_km | x_ohm_per_km | c_nf_per_km | g_us_per_km | max_i_ka | df | parallel | type | in_service
0 | MV_632_0_line_0 |  | 0 | 1 | 0.023033 | 0.445 | 0.132 | 190 | 0 | 0.22 | 1 | 1 | cs | TRUE
1 | MV_632_0_line_1 |  | 1 | 2 | 0.12326 | 0.445 | 0.132 | 190 | 0 | 0.22 | 1 | 1 | cs | TRUE
2 | MV_632_0_line_2 |  | 2 | 3 | 0.039265 | 0.445 | 0.132 | 190 | 0 | 0.22 | 1 | 1 | cs | TRUE
3 | MV_632_0_line_3 |  | 2 | 4 | 0.14569 | 0.445 | 0.132 | 190 | 0 | 0.22 | 1 | 1 | cs | TRUE
4 | MV_632_0_line_4 |  | 2 | 5 | 0.02754 | 0.445 | 0.132 | 190 | 0 | 0.22 | 1 | 1 | cs | TRUE
5 | MV_632_0_line_5 |  | 4 | 6 | 0.023823 | 0.445 | 0.132 | 190 | 0 | 0.22 | 1 | 1 | cs | TRUE
6 | MV_632_0_line_6 |  | 5 | 7 | 0.030161 | 0.445 | 0.132 | 190 | 0 | 0.22 | 1 | 1 | cs | TRUE
7 | MV_632_0_line_7 |  | 6 | 8 | 0.01633 | 0.445 | 0.132 | 190 | 0 | 0.22 | 1 | 1 | cs | TRUE
8 | MV_632_0_line_8 |  | 8 | 149 | 0.031052 | 0.445 | 0.132 | 190 | 0 | 0.22 | 1 | 1 | cs | TRUE
9 | MV_632_0_line_9 |  | 8 | 143 | 0.050505 | 0.445 | 0.132 | 190 | 0 | 0.22 | 1 | 1 | cs | TRUE
10 | MV_632_0_line_10 |  | 9 | 10 | 0.005444 | 0.445 | 0.132 | 190 | 0 | 0.22 | 1 | 1 | cs | TRUE
11 | MV_632_0_line_11 |  | 10 | 11 | 0.056496 | 0.5939 | 0.372 | 9.5 | 0 | 0.21 | 1 | 1 | ol | TRUE
12 | MV_632_0_line_12 |  | 11 | 12 | 0.01971 | 0.445 | 0.132 | 190 | 0 | 0.22 | 1 | 1 | cs | TRUE
13 | MV_632_0_line_13 |  | 11 | 13 | 0.012039 | 0.445 | 0.132 | 190 | 0 | 0.22 | 1 | 1 | cs | TRUE
14 | MV_632_0_line_14 |  | 12 | 189 | 0.022427 | 0.445 | 0.132 | 190 | 0 | 0.22 | 1 | 1 | cs | TRUE
15 | MV_632_0_line_15 |  | 14 | 15 | 0.17973 | 0.445 | 0.132 | 190 | 0 | 0.22 | 1 | 1 | cs | TRUE
16 | MV_632_0_line_16 |  | 14 | 16 | 0.036073 | 0.445 | 0.132 | 190 | 0 | 0.22 | 1 | 1 | cs | TRUE
17 | MV_632_0_line_17 |  | 15 | 17 | 0.008574 | 0.445 | 0.132 | 190 | 0 | 0.22 | 1 | 1 | cs | TRUE
18 | MV_632_0_line_18 |  | 15 | 18 | 0.11193 | 0.445 | 0.132 | 190 | 0 | 0.22 | 1 | 1 | cs | TRUE
19 | MV_632_0_line_19 |  | 16 | 20 | 0.39936 | 0.0515 | 0.029 | 1000 | 0 | 1.276 | 1 | 1 | cs | TRUE
20 | MV_632_0_line_20 |  | 16 | 21 | 0.18794 | 0.0515 | 0.029 | 1000 | 0 | 1.276 | 1 | 1 | cs | TRUE
21 | MV_632_0_line_21 |  | 16 | 22 | 0.049092 | 0.0515 | 0.029 | 1000 | 0 | 1.276 | 1 | 1 | cs | TRUE
22 | MV_632_0_line_22 |  | 18 | 19 | 0.04216 | 0.445 | 0.132 | 190 | 0 | 0.22 | 1 | 1 | cs | TRUE
23 | MV_632_0_line_23 |  | 19 | 26 | 0.045864 | 0.445 | 0.132 | 190 | 0 | 0.22 | 1 | 1 | cs | TRUE
24 | MV_632_0_line_24 |  | 20 | 27 | 0.038476 | 0.445 | 0.132 | 190 | 0 | 0.22 | 1 | 1 | cs | TRUE
25 | MV_632_0_line_25 |  | 20 | 28 | 0.13046 | 0.0515 | 0.029 | 1000 | 0 | 1.276 | 1 | 1 | cs | TRUE
26 | MV_632_0_line_26 |  | 21 | 31 | 0.047157 | 0.0515 | 0.029 | 1000 | 0 | 1.276 | 1 | 1 | cs | TRUE
27 | MV_632_0_line_27 |  | 21 | 32 | 0.027705 | 0.445 | 0.132 | 190 | 0 | 0.22 | 1 | 1 | cs | TRUE
28 | MV_632_0_line_28 |  | 22 | 35 | 0.020077 | 0.0515 | 0.029 | 1000 | 0 | 1.276 | 1 | 1 | cs | TRUE
29 | MV_632_0_line_29 |  | 23 | 24 | 0.037281 | 0.0515 | 0.029 | 1000 | 0 | 1.276 | 1 | 1 | cs | TRUE
30 | MV_632_0_line_30 |  | 23 | 25 | 0.060045 | 0.0595 | 0.16 | 22 | 0 | 1.29 | 1 | 1 | ol | TRUE
31 | MV_632_0_line_31 |  | 24 | 36 | 0.052815 | 0.0515 | 0.029 | 1000 | 0 | 1.276 | 1 | 1 | cs | TRUE
32 | MV_632_0_line_32 |  | 25 | 37 | 0.045924 | 0.0515 | 0.029 | 1000 | 0 | 1.276 | 1 | 1 | cs | TRUE
33 | MV_632_0_line_33 |  | 26 | 115 | 0.069197 | 0.445 | 0.132 | 190 | 0 | 0.22 | 1 | 1 | cs | TRUE
34 | MV_632_0_line_34 |  | 28 | 29 | 0.10472 | 0.0515 | 0.029 | 1000 | 0 | 1.276 | 1 | 1 | cs | TRUE
35 | MV_632_0_line_35 |  | 28 | 30 | 0.012915 | 0.5939 | 0.372 | 9.5 | 0 | 0.21 | 1 | 1 | ol | TRUE
36 | MV_632_0_line_36 |  | 29 | 33 | 0.0064528 | 0.445 | 0.132 | 190 | 0 | 0.22 | 1 | 1 | cs | TRUE
37 | MV_632_0_line_37 |  | 29 | 34 | 0.14583 | 0.0595 | 0.16 | 22 | 0 | 1.29 | 1 | 1 | ol | TRUE
38 | MV_632_0_line_38 |  | 30 | 165 | 0.006738 | 0.445 | 0.132 | 190 | 0 | 0.22 | 1 | 1 | cs | TRUE
39 | MV_632_0_line_39 |  | 31 | 161 | 0.023352 | 0.0515 | 0.029 | 1000 | 0 | 1.276 | 1 | 1 | cs | TRUE
40 | MV_632_0_line_40 |  | 32 | 160 | 0.045573 | 0.445 | 0.132 | 190 | 0 | 0.22 | 1 | 1 | cs | TRUE
41 | MV_632_0_line_41 |  | 34 | 50 | 0.027341 | 0.0515 | 0.029 | 1000 | 0 | 1.276 | 1 | 1 | cs | TRUE
42 | MV_632_0_line_42 |  | 35 | 61 | 0.058456 | 0.0515 | 0.029 | 1000 | 0 | 1.276 | 1 | 1 | cs | TRUE
43 | MV_632_0_line_43 |  | 35 | 60 | 0.078114 | 0.445 | 0.132 | 190 | 0 | 0.22 | 1 | 1 | cs | TRUE
44 | MV_632_0_line_44 |  | 36 | 137 | 0.060985 | 0.0595 | 0.16 | 22 | 0 | 1.29 | 1 | 1 | ol | TRUE
45 | MV_632_0_line_45 |  | 37 | 189 | 0.080971 | 0.0515 | 0.029 | 1000 | 0 | 1.276 | 1 | 1 | cs | TRUE
46 | MV_632_0_line_46 |  | 38 | 39 | 0.003714 | 0.445 | 0.132 | 190 | 0 | 0.22 | 1 | 1 | cs | TRUE
47 | MV_632_0_line_47 |  | 39 | 40 | 0.10461 | 0.445 | 0.132 | 190 | 0 | 0.22 | 1 | 1 | cs | TRUE
48 | MV_632_0_line_48 |  | 39 | 41 | 0.044837 | 0.5939 | 0.372 | 9.5 | 0 | 0.21 | 1 | 1 | ol | TRUE
49 | MV_632_0_line_49 |  | 40 | 42 | 0.14591 | 0.445 | 0.132 | 190 | 0 | 0.22 | 1 | 1 | cs | TRUE
50 | MV_632_0_line_50 |  | 40 | 43 | 0.036621 | 0.445 | 0.132 | 190 | 0 | 0.22 | 1 | 1 | cs | TRUE
51 | MV_632_0_line_51 |  | 42 | 44 | 0.017239 | 0.445 | 0.132 | 190 | 0 | 0.22 | 1 | 1 | cs | TRUE
52 | MV_632_0_line_52 |  | 43 | 45 | 0.038649 | 0.445 | 0.132 | 190 | 0 | 0.22 | 1 | 1 | cs | TRUE
53 | MV_632_0_line_53 |  | 44 | 46 | 0.12895 | 0.5939 | 0.372 | 9.5 | 0 | 0.21 | 1 | 1 | ol | TRUE
54 | MV_632_0_line_54 |  | 45 | 78 | 0.065083 | 0.445 | 0.132 | 190 | 0 | 0.22 | 1 | 1 | cs | TRUE
55 | MV_632_0_line_55 |  | 46 | 55 | 0.045501 | 0.445 | 0.132 | 190 | 0 | 0.22 | 1 | 1 | cs | TRUE
56 | MV_632_0_line_56 |  | 46 | 56 | 0.088536 | 0.445 | 0.132 | 190 | 0 | 0.22 | 1 | 1 | cs | TRUE
57 | MV_632_0_line_57 |  | 47 | 48 | 0.011016 | 0.0515 | 0.029 | 1000 | 0 | 1.276 | 1 | 1 | cs | TRUE
58 | MV_632_0_line_58 |  | 47 | 49 | 0.022306 | 0.0515 | 0.029 | 1000 | 0 | 1.276 | 1 | 1 | cs | TRUE
59 | MV_632_0_line_59 |  | 48 | 50 | 0.015166 | 0.0515 | 0.029 | 1000 | 0 | 1.276 | 1 | 1 | cs | TRUE
60 | MV_632_0_line_60 |  | 49 | 51 | 0.098856 | 0.0515 | 0.029 | 1000 | 0 | 1.276 | 1 | 1 | cs | TRUE
61 | MV_632_0_line_61 |  | 51 | 53 | 0.009974 | 0.0515 | 0.029 | 1000 | 0 | 1.276 | 1 | 1 | cs | TRUE
62 | MV_632_0_line_62 |  | 52 | 53 | 0.02091 | 0.0595 | 0.16 | 22 | 0 | 1.29 | 1 | 1 | ol | TRUE
63 | MV_632_0_line_63 |  | 52 | 54 | 0.32601 | 0.0515 | 0.029 | 1000 | 0 | 1.276 | 1 | 1 | cs | TRUE
64 | MV_632_0_line_64 |  | 54 | 174 | 0.027669 | 0.0515 | 0.029 | 1000 | 0 | 1.276 | 1 | 1 | cs | TRUE
65 | MV_632_0_line_65 |  | 56 | 57 | 0.042156 | 0.5939 | 0.372 | 9.5 | 0 | 0.21 | 1 | 1 | ol | TRUE
66 | MV_632_0_line_66 |  | 57 | 58 | 0.013074 | 0.445 | 0.132 | 190 | 0 | 0.22 | 1 | 1 | cs | TRUE
67 | MV_632_0_line_67 |  | 58 | 112 | 0.01907 | 0.445 | 0.132 | 190 | 0 | 0.22 | 1 | 1 | cs | TRUE
68 | MV_632_0_line_68 |  | 59 | 60 | 0.055677 | 0.445 | 0.132 | 190 | 0 | 0.22 | 1 | 1 | cs | TRUE
69 | MV_632_0_line_69 |  | 61 | 62 | 0.024587 | 0.0515 | 0.029 | 1000 | 0 | 1.276 | 1 | 1 | cs | TRUE
70 | MV_632_0_line_70 |  | 62 | 189 | 0.049255 | 0.0515 | 0.029 | 1000 | 0 | 1.276 | 1 | 1 | cs | TRUE
71 | MV_632_0_line_71 |  | 63 | 64 | 0.00912 | 0.445 | 0.132 | 190 | 0 | 0.22 | 1 | 1 | cs | TRUE
72 | MV_632_0_line_72 |  | 63 | 65 | 0.019008 | 0.445 | 0.132 | 190 | 0 | 0.22 | 1 | 1 | cs | TRUE
73 | MV_632_0_line_73 |  | 64 | 66 | 0.091907 | 0.445 | 0.132 | 190 | 0 | 0.22 | 1 | 1 | cs | TRUE
74 | MV_632_0_line_74 |  | 64 | 67 | 0.032131 | 0.5939 | 0.372 | 9.5 | 0 | 0.21 | 1 | 1 | ol | TRUE
75 | MV_632_0_line_75 |  | 66 | 68 | 0.4222 | 0.445 | 0.132 | 190 | 0 | 0.22 | 1 | 1 | cs | TRUE
76 | MV_632_0_line_76 |  | 66 | 69 | 0.031487 | 0.445 | 0.132 | 190 | 0 | 0.22 | 1 | 1 | cs | TRUE
77 | MV_632_0_line_77 |  | 68 | 70 | 0.019871 | 0.445 | 0.132 | 190 | 0 | 0.22 | 1 | 1 | cs | TRUE
78 | MV_632_0_line_78 |  | 69 | 71 | 0.032983 | 0.445 | 0.132 | 190 | 0 | 0.22 | 1 | 1 | cs | TRUE
79 | MV_632_0_line_79 |  | 70 | 78 | 0.015305 | 0.445 | 0.132 | 190 | 0 | 0.22 | 1 | 1 | cs | TRUE
80 | MV_632_0_line_80 |  | 71 | 75 | 0.029934 | 0.445 | 0.132 | 190 | 0 | 0.22 | 1 | 1 | cs | TRUE
81 | MV_632_0_line_81 |  | 71 | 72 | 0.13842 | 0.445 | 0.132 | 190 | 0 | 0.22 | 1 | 1 | cs | TRUE
82 | MV_632_0_line_82 |  | 72 | 73 | 0.064993 | 0.445 | 0.132 | 190 | 0 | 0.22 | 1 | 1 | cs | TRUE
83 | MV_632_0_line_83 |  | 73 | 74 | 0.027695 | 0.445 | 0.132 | 190 | 0 | 0.22 | 1 | 1 | cs | TRUE
84 | MV_632_0_line_84 |  | 74 | 76 | 0.018514 | 0.5939 | 0.372 | 9.5 | 0 | 0.21 | 1 | 1 | ol | TRUE
85 | MV_632_0_line_85 |  | 75 | 77 | 0.0079463 | 0.445 | 0.132 | 190 | 0 | 0.22 | 1 | 1 | cs | TRUE
86 | MV_632_0_line_86 |  | 77 | 79 | 0.044115 | 0.445 | 0.132 | 190 | 0 | 0.22 | 1 | 1 | cs | TRUE
87 | MV_632_0_line_87 |  | 80 | 81 | 0.014351 | 0.445 | 0.132 | 190 | 0 | 0.22 | 1 | 1 | cs | TRUE
88 | MV_632_0_line_88 |  | 80 | 82 | 0.044633 | 0.445 | 0.132 | 190 | 0 | 0.22 | 1 | 1 | cs | TRUE
89 | MV_632_0_line_89 |  | 82 | 83 | 0.045109 | 0.445 | 0.132 | 190 | 0 | 0.22 | 1 | 1 | cs | TRUE
90 | MV_632_0_line_90 |  | 82 | 84 | 0.043281 | 0.445 | 0.132 | 190 | 0 | 0.22 | 1 | 1 | cs | TRUE
91 | MV_632_0_line_91 |  | 83 | 88 | 0.092678 | 0.0515 | 0.029 | 1000 | 0 | 1.276 | 1 | 1 | cs | TRUE
92 | MV_632_0_line_92 |  | 83 | 89 | 0.015309 | 0.0515 | 0.029 | 1000 | 0 | 1.276 | 1 | 1 | cs | TRUE
93 | MV_632_0_line_93 |  | 84 | 90 | 0.0012018 | 0.445 | 0.132 | 190 | 0 | 0.22 | 1 | 1 | cs | TRUE
94 | MV_632_0_line_94 |  | 85 | 86 | 0.012897 | 0.445 | 0.132 | 190 | 0 | 0.22 | 1 | 1 | cs | TRUE
95 | MV_632_0_line_95 |  | 85 | 87 | 0.035073 | 0.445 | 0.132 | 190 | 0 | 0.22 | 1 | 1 | cs | TRUE
96 | MV_632_0_line_96 |  | 86 | 91 | 0.007654 | 0.445 | 0.132 | 190 | 0 | 0.22 | 1 | 1 | cs | TRUE
97 | MV_632_0_line_97 |  | 87 | 92 | 0.033748 | 0.445 | 0.132 | 190 | 0 | 0.22 | 1 | 1 | cs | TRUE
98 | MV_632_0_line_98 |  | 88 | 93 | 0.029659 | 0.0515 | 0.029 | 1000 | 0 | 1.276 | 1 | 1 | cs | TRUE
99 | MV_632_0_line_99 |  | 88 | 94 | 0.0098939 | 0.445 | 0.132 | 190 | 0 | 0.22 | 1 | 1 | cs | TRUE
100 | MV_632_0_line_100 |  | 89 | 96 | 0.0207 | 0.0515 | 0.029 | 1000 | 0 | 1.276 | 1 | 1 | cs | TRUE
101 | MV_632_0_line_101 |  | 92 | 105 | 0.048378 | 0.445 | 0.132 | 190 | 0 | 0.22 | 1 | 1 | cs | TRUE
102 | MV_632_0_line_102 |  | 92 | 103 | 0.021435 | 0.445 | 0.132 | 190 | 0 | 0.22 | 1 | 1 | cs | TRUE
103 | MV_632_0_line_103 |  | 93 | 95 | 0.027151 | 0.0515 | 0.029 | 1000 | 0 | 1.276 | 1 | 1 | cs | TRUE
104 | MV_632_0_line_104 |  | 95 | 111 | 0.022023 | 0.445 | 0.132 | 190 | 0 | 0.22 | 1 | 1 | cs | TRUE
105 | MV_632_0_line_105 |  | 95 | 101 | 0.035857 | 0.119 | 0.32 | 11 | 0 | 0.645 | 1 | 1 | ol | TRUE
106 | MV_632_0_line_106 |  | 96 | 172 | 0.085367 | 0.0515 | 0.029 | 1000 | 0 | 1.276 | 1 | 1 | cs | TRUE
107 | MV_632_0_line_107 |  | 97 | 98 | 0.004867 | 0.445 | 0.132 | 190 | 0 | 0.22 | 1 | 1 | cs | TRUE
108 | MV_632_0_line_108 |  | 97 | 99 | 0.034787 | 0.445 | 0.132 | 190 | 0 | 0.22 | 1 | 1 | cs | TRUE
109 | MV_632_0_line_109 |  | 98 | 100 | 0.054084 | 0.5939 | 0.372 | 9.5 | 0 | 0.21 | 1 | 1 | ol | TRUE
110 | MV_632_0_line_110 |  | 99 | 101 | 0.026264 | 0.161 | 0.117 | 273 | 0 | 0.362 | 1 | 1 | cs | TRUE
111 | MV_632_0_line_111 |  | 99 | 102 | 0.05992 | 0.306 | 0.35 | 10 | 0 | 0.35 | 1 | 1 | ol | TRUE
112 | MV_632_0_line_112 |  | 100 | 103 | 0.011687 | 0.445 | 0.132 | 190 | 0 | 0.22 | 1 | 1 | cs | TRUE
113 | MV_632_0_line_113 |  | 102 | 104 | 0.011735 | 0.445 | 0.132 | 190 | 0 | 0.22 | 1 | 1 | cs | TRUE
114 | MV_632_0_line_114 |  | 104 | 155 | 0.073728 | 0.445 | 0.132 | 190 | 0 | 0.22 | 1 | 1 | cs | TRUE
115 | MV_632_0_line_115 |  | 105 | 109 | 0.019467 | 0.445 | 0.132 | 190 | 0 | 0.22 | 1 | 1 | cs | TRUE
116 | MV_632_0_line_116 |  | 105 | 106 | 0.026682 | 0.445 | 0.132 | 190 | 0 | 0.22 | 1 | 1 | cs | TRUE
117 | MV_632_0_line_117 |  | 106 | 107 | 0.013425 | 0.445 | 0.132 | 190 | 0 | 0.22 | 1 | 1 | cs | TRUE
118 | MV_632_0_line_118 |  | 106 | 108 | 0.01677 | 0.445 | 0.132 | 190 | 0 | 0.22 | 1 | 1 | cs | TRUE
119 | MV_632_0_line_119 |  | 107 | 138 | 0.01829 | 0.445 | 0.132 | 190 | 0 | 0.22 | 1 | 1 | cs | TRUE
120 | MV_632_0_line_120 |  | 108 | 110 | 0.041708 | 0.5939 | 0.372 | 9.5 | 0 | 0.21 | 1 | 1 | ol | TRUE
121 | MV_632_0_line_121 |  | 112 | 113 | 0.15416 | 0.445 | 0.132 | 190 | 0 | 0.22 | 1 | 1 | cs | TRUE
122 | MV_632_0_line_122 |  | 113 | 114 | 0.0075877 | 0.445 | 0.132 | 190 | 0 | 0.22 | 1 | 1 | cs | TRUE
123 | MV_632_0_line_123 |  | 114 | 122 | 0.10819 | 0.5939 | 0.372 | 9.5 | 0 | 0.21 | 1 | 1 | ol | TRUE
124 | MV_632_0_line_124 |  | 115 | 116 | 0.017617 | 0.445 | 0.132 | 190 | 0 | 0.22 | 1 | 1 | cs | TRUE
125 | MV_632_0_line_125 |  | 116 | 123 | 0.00023218 | 0.445 | 0.132 | 190 | 0 | 0.22 | 1 | 1 | cs | TRUE
126 | MV_632_0_line_126 |  | 117 | 118 | 0.044745 | 0.445 | 0.132 | 190 | 0 | 0.22 | 1 | 1 | cs | TRUE
127 | MV_632_0_line_127 |  | 117 | 119 | 0.18573 | 0.445 | 0.132 | 190 | 0 | 0.22 | 1 | 1 | cs | TRUE
128 | MV_632_0_line_128 |  | 117 | 120 | 0.033448 | 0.445 | 0.132 | 190 | 0 | 0.22 | 1 | 1 | cs | TRUE
129 | MV_632_0_line_129 |  | 118 | 124 | 0.019372 | 0.445 | 0.132 | 190 | 0 | 0.22 | 1 | 1 | cs | TRUE
130 | MV_632_0_line_130 |  | 119 | 121 | 0.028866 | 0.445 | 0.132 | 190 | 0 | 0.22 | 1 | 1 | cs | TRUE
131 | MV_632_0_line_131 |  | 122 | 129 | 0.036072 | 0.445 | 0.132 | 190 | 0 | 0.22 | 1 | 1 | cs | TRUE
132 | MV_632_0_line_132 |  | 123 | 184 | 0.017928 | 0.445 | 0.132 | 190 | 0 | 0.22 | 1 | 1 | cs | TRUE
133 | MV_632_0_line_133 |  | 124 | 136 | 0.0076621 | 0.445 | 0.132 | 190 | 0 | 0.22 | 1 | 1 | cs | TRUE
134 | MV_632_0_line_134 |  | 125 | 126 | 0.040366 | 0.161 | 0.117 | 273 | 0 | 0.362 | 1 | 1 | cs | TRUE
135 | MV_632_0_line_135 |  | 125 | 127 | 0.041877 | 0.0515 | 0.029 | 1000 | 0 | 1.276 | 1 | 1 | cs | TRUE
136 | MV_632_0_line_136 |  | 126 | 128 | 0.11171 | 0.445 | 0.132 | 190 | 0 | 0.22 | 1 | 1 | cs | TRUE
137 | MV_632_0_line_137 |  | 126 | 129 | 0.088521 | 0.306 | 0.35 | 10 | 0 | 0.35 | 1 | 1 | ol | TRUE
138 | MV_632_0_line_138 |  | 127 | 130 | 0.014701 | 0.0515 | 0.029 | 1000 | 0 | 1.276 | 1 | 1 | cs | TRUE
139 | MV_632_0_line_139 |  | 128 | 134 | 0.021238 | 0.445 | 0.132 | 190 | 0 | 0.22 | 1 | 1 | cs | TRUE
140 | MV_632_0_line_140 |  | 130 | 135 | 0.051427 | 0.0595 | 0.16 | 22 | 0 | 1.29 | 1 | 1 | ol | TRUE
141 | MV_632_0_line_141 |  | 131 | 132 | 0.035341 | 0.0515 | 0.029 | 1000 | 0 | 1.276 | 1 | 1 | cs | TRUE
142 | MV_632_0_line_142 |  | 131 | 133 | 0.05591 | 0.0595 | 0.16 | 22 | 0 | 1.29 | 1 | 1 | ol | TRUE
143 | MV_632_0_line_143 |  | 132 | 136 | 0.041209 | 0.445 | 0.132 | 190 | 0 | 0.22 | 1 | 1 | cs | TRUE
144 | MV_632_0_line_144 |  | 132 | 137 | 0.083741 | 0.0595 | 0.16 | 22 | 0 | 1.29 | 1 | 1 | ol | TRUE
145 | MV_632_0_line_145 |  | 133 | 135 | 0.05655 | 0.0515 | 0.029 | 1000 | 0 | 1.276 | 1 | 1 | cs | TRUE
146 | MV_632_0_line_146 |  | 139 | 140 | 0.049426 | 0.5939 | 0.372 | 9.5 | 0 | 0.21 | 1 | 1 | ol | TRUE
147 | MV_632_0_line_147 |  | 140 | 141 | 0.080727 | 0.445 | 0.132 | 190 | 0 | 0.22 | 1 | 1 | cs | TRUE
148 | MV_632_0_line_148 |  | 140 | 142 | 0.1103 | 0.445 | 0.132 | 190 | 0 | 0.22 | 1 | 1 | cs | TRUE
149 | MV_632_0_line_149 |  | 141 | 145 | 0.022514 | 0.445 | 0.132 | 190 | 0 | 0.22 | 1 | 1 | cs | TRUE
150 | MV_632_0_line_150 |  | 141 | 143 | 0.040483 | 0.445 | 0.132 | 190 | 0 | 0.22 | 1 | 1 | cs | TRUE
151 | MV_632_0_line_151 |  | 142 | 148 | 0.028298 | 0.445 | 0.132 | 190 | 0 | 0.22 | 1 | 1 | cs | TRUE
152 | MV_632_0_line_152 |  | 142 | 146 | 0.055673 | 0.445 | 0.132 | 190 | 0 | 0.22 | 1 | 1 | cs | TRUE
153 | MV_632_0_line_153 |  | 143 | 144 | 0.021482 | 0.445 | 0.132 | 190 | 0 | 0.22 | 1 | 1 | cs | TRUE
154 | MV_632_0_line_154 |  | 144 | 151 | 0.01529 | 0.445 | 0.132 | 190 | 0 | 0.22 | 1 | 1 | cs | TRUE
155 | MV_632_0_line_155 |  | 145 | 152 | 0.033204 | 0.445 | 0.132 | 190 | 0 | 0.22 | 1 | 1 | cs | TRUE
156 | MV_632_0_line_156 |  | 146 | 147 | 0.015457 | 0.445 | 0.132 | 190 | 0 | 0.22 | 1 | 1 | cs | TRUE
157 | MV_632_0_line_157 |  | 147 | 153 | 0.034148 | 0.445 | 0.132 | 190 | 0 | 0.22 | 1 | 1 | cs | TRUE
158 | MV_632_0_line_158 |  | 148 | 154 | 0.021522 | 0.445 | 0.132 | 190 | 0 | 0.22 | 1 | 1 | cs | TRUE
159 | MV_632_0_line_159 |  | 149 | 150 | 0.003978 | 0.445 | 0.132 | 190 | 0 | 0.22 | 1 | 1 | cs | TRUE
160 | MV_632_0_line_160 |  | 151 | 156 | 0.051395 | 0.445 | 0.132 | 190 | 0 | 0.22 | 1 | 1 | cs | TRUE
161 | MV_632_0_line_161 |  | 152 | 188 | 0.038934 | 0.445 | 0.132 | 190 | 0 | 0.22 | 1 | 1 | cs | TRUE
162 | MV_632_0_line_162 |  | 153 | 192 | 0.020608 | 0.445 | 0.132 | 190 | 0 | 0.22 | 1 | 1 | cs | TRUE
163 | MV_632_0_line_163 |  | 153 | 191 | 0.065076 | 0.445 | 0.132 | 190 | 0 | 0.22 | 1 | 1 | cs | TRUE
164 | MV_632_0_line_164 |  | 154 | 155 | 0.023597 | 0.445 | 0.132 | 190 | 0 | 0.22 | 1 | 1 | cs | TRUE
165 | MV_632_0_line_165 |  | 156 | 157 | 0.025982 | 0.5939 | 0.372 | 9.5 | 0 | 0.21 | 1 | 1 | ol | TRUE
166 | MV_632_0_line_166 |  | 157 | 159 | 0.027518 | 0.5939 | 0.372 | 9.5 | 0 | 0.21 | 1 | 1 | ol | TRUE
167 | MV_632_0_line_167 |  | 157 | 158 | 0.017252 | 0.445 | 0.132 | 190 | 0 | 0.22 | 1 | 1 | cs | TRUE
168 | MV_632_0_line_168 |  | 161 | 162 | 0.0025795 | 0.0515 | 0.029 | 1000 | 0 | 1.276 | 1 | 1 | cs | TRUE
169 | MV_632_0_line_169 |  | 162 | 183 | 0.12826 | 0.445 | 0.132 | 190 | 0 | 0.22 | 1 | 1 | cs | TRUE
170 | MV_632_0_line_170 |  | 163 | 164 | 0.02217 | 0.445 | 0.132 | 190 | 0 | 0.22 | 1 | 1 | cs | TRUE
171 | MV_632_0_line_171 |  | 164 | 165 | 0.020611 | 0.445 | 0.132 | 190 | 0 | 0.22 | 1 | 1 | cs | TRUE
172 | MV_632_0_line_172 |  | 166 | 167 | 0.025848 | 0.445 | 0.132 | 190 | 0 | 0.22 | 1 | 1 | cs | TRUE
173 | MV_632_0_line_173 |  | 167 | 168 | 0.028494 | 0.445 | 0.132 | 190 | 0 | 0.22 | 1 | 1 | cs | TRUE
174 | MV_632_0_line_174 |  | 167 | 169 | 0.030129 | 0.445 | 0.132 | 190 | 0 | 0.22 | 1 | 1 | cs | TRUE
175 | MV_632_0_line_175 |  | 169 | 179 | 0.02905 | 0.445 | 0.132 | 190 | 0 | 0.22 | 1 | 1 | cs | TRUE
176 | MV_632_0_line_176 |  | 170 | 171 | 0.015455 | 0.445 | 0.132 | 190 | 0 | 0.22 | 1 | 1 | cs | TRUE
177 | MV_632_0_line_177 |  | 170 | 172 | 0.019498 | 0.445 | 0.132 | 190 | 0 | 0.22 | 1 | 1 | cs | TRUE
178 | MV_632_0_line_178 |  | 171 | 173 | 0.029732 | 0.445 | 0.132 | 190 | 0 | 0.22 | 1 | 1 | cs | TRUE
179 | MV_632_0_line_179 |  | 172 | 174 | 0.0053065 | 0.0515 | 0.029 | 1000 | 0 | 1.276 | 1 | 1 | cs | TRUE
180 | MV_632_0_line_180 |  | 173 | 175 | 0.025777 | 0.445 | 0.132 | 190 | 0 | 0.22 | 1 | 1 | cs | TRUE
181 | MV_632_0_line_181 |  | 173 | 176 | 0.031229 | 0.445 | 0.132 | 190 | 0 | 0.22 | 1 | 1 | cs | TRUE
182 | MV_632_0_line_182 |  | 176 | 177 | 0.034202 | 0.5939 | 0.372 | 9.5 | 0 | 0.21 | 1 | 1 | ol | TRUE
183 | MV_632_0_line_183 |  | 177 | 178 | 0.027124 | 0.445 | 0.132 | 190 | 0 | 0.22 | 1 | 1 | cs | TRUE
184 | MV_632_0_line_184 |  | 178 | 181 | 0.025615 | 0.445 | 0.132 | 190 | 0 | 0.22 | 1 | 1 | cs | TRUE
185 | MV_632_0_line_185 |  | 179 | 180 | 0.025185 | 0.445 | 0.132 | 190 | 0 | 0.22 | 1 | 1 | cs | TRUE
186 | MV_632_0_line_186 |  | 180 | 181 | 0.043117 | 0.5939 | 0.372 | 9.5 | 0 | 0.21 | 1 | 1 | ol | TRUE
187 | MV_632_0_line_187 |  | 182 | 183 | 0.0036888 | 0.445 | 0.132 | 190 | 0 | 0.22 | 1 | 1 | cs | TRUE
188 | MV_632_0_line_188 |  | 185 | 186 | 0.0016685 | 0.445 | 0.132 | 190 | 0 | 0.22 | 1 | 1 | cs | TRUE
189 | MV_632_0_line_189 |  | 186 | 187 | 0.01294 | 0.445 | 0.132 | 190 | 0 | 0.22 | 1 | 1 | cs | TRUE
190 | MV_632_0_line_190 |  | 187 | 188 | 0.014126 | 0.445 | 0.132 | 190 | 0 | 0.22 | 1 | 1 | cs | TRUE
191 | MV_632_0_line_191 |  | 190 | 191 | 0.011117 | 0.445 | 0.132 | 190 | 0 | 0.22 | 1 | 1 | cs | TRUE
192 | MV_632_0_line_192 |  | 192 | 193 | 0.0077491 | 0.445 | 0.132 | 190 | 0 | 0.22 | 1 | 1 | cs | TRUE
193 | MV_632_0_line_193 |  | 193 | 194 | 0.015476 | 0.445 | 0.132 | 190 | 0 | 0.22 | 1 | 1 | cs | TRUE

## trafo
| name | std_type | hv_bus | lv_bus | sn_mva | vn_hv_kv | vn_lv_kv | vk_percent | vkr_percent | pfe_kw | i0_percent | shift_degree | tap_side | tap_neutral | tap_min | tap_max | tap_step_percent | tap_step_degree | tap_pos | tap_phase_shifter | parallel | df | in_service
0 | MV_632_0_trafo_127 | 25 MVA 110/20 kV | 195 | 162 | 25 | 110 | 20 | 12 | 0.41 | 14 | 0.07 | 150 | hv | 0 | -9 | 9 | 1.5 | 0 | 0 | FALSE | 1 | 1 | TRUE

## bus_geodata
| x | y | coords
0 | 2537510.56 | 1152736.507
1 | 2537516.0055 | 1152750.9916
2 | 2537569.4948 | 1152840.718
3 | 2537606.4603 | 1152827.5293
4 | 2537642.6774 | 1152797.0681
5 | 2537579.3227 | 1152866.4443
6 | 2537665.038 | 1152788.8483
7 | 2537551.1471 | 1152877.2078
8 | 2537680.3647 | 1152783.2142
9 | 2537265.8844 | 1152540.3263
10 | 2537266.6493 | 1152534.9376
11 | 2537300.0699 | 1152489.3864
12 | 2537282.9908 | 1152479.5904
13 | 2537303.2428 | 1152477.8105
14 | 2537359.5618 | 1152544.1294
15 | 2537368.5215 | 1152655.7078
16 | 2537374.5539 | 1152523.9845
17 | 2537359.9751 | 1152656.6529
18 | 2537287.3569 | 1152633.0415
19 | 2537292.043 | 1152674.9405
20 | 2537484.0635 | 1152347.1265
21 | 2537529.3857 | 1152585.3959
22 | 2537375.2283 | 1152474.897
23 | 2537139.7402 | 1152516.8978
24 | 2537102.462 | 1152516.4128
25 | 2537171.1443 | 1152465.7195
26 | 2537297.1407 | 1152720.5204
27 | 2537451.4177 | 1152367.4901
28 | 2537566.8994 | 1152295.4711
29 | 2537642.2753 | 1152248.808
30 | 2537564.0296 | 1152308.0633
31 | 2537541.7342 | 1152623.8997
32 | 2537555.6594 | 1152576.699
33 | 2537636.7861 | 1152252.2001
34 | 2537779.564 | 1152297.9901
35 | 2537375.6519 | 1152454.8244
36 | 2537049.6664 | 1152515.0392
37 | 2537194.1503 | 1152426.7246
38 | 2537277.7738 | 1152818.4423
39 | 2537278.3109 | 1152822.1165
40 | 2537294.181 | 1152861.1944
41 | 2537322.6664 | 1152815.5656
42 | 2537165.5166 | 1152926.3176
43 | 2537319.2099 | 1152876.8031
44 | 2537151.4407 | 1152936.3257
45 | 2537330.4078 | 1152905.3295
46 | 2537048.4003 | 1153013.8571
47 | 2537814.9764 | 1152312.3983
48 | 2537810.6889 | 1152302.2482
49 | 2537826.1315 | 1152330.6261
50 | 2537805.1401 | 1152288.1313
51 | 2537887.8213 | 1152374.1232
52 | 2537901.1449 | 1152401.7228
53 | 2537890.4838 | 1152383.7342
54 | 2537915.3074 | 1152491.2139
55 | 2537011.986 | 1153041.2757
56 | 2537000.4365 | 1152939.4413
57 | 2536990.2901 | 1152898.5243
58 | 2537000.9389 | 1152890.9387
59 | 2537367.4825 | 1152346.3491
60 | 2537401.3231 | 1152389.3993
61 | 2537321.9509 | 1152446.2015
62 | 2537298.8513 | 1152440.9951
63 | 2537445.1973 | 1152891.482
64 | 2537441.0692 | 1152899.6183
65 | 2537461.2916 | 1152881.3769
66 | 2537491.9405 | 1152974.4631
67 | 2537411.9703 | 1152885.9924
68 | 2537320.8569 | 1152977.6684
69 | 2537518.7329 | 1152957.923
70 | 2537336.4429 | 1152965.2881
71 | 2537546.7986 | 1152940.5968
72 | 2537621.0693 | 1152939.8031
73 | 2537645.678 | 1152927.2299
74 | 2537664.7829 | 1152907.2
75 | 2537528.1456 | 1152917.1853
76 | 2537680.3419 | 1152897.1652
77 | 2537523.194 | 1152910.9704
78 | 2537348.39 | 1152955.6806
79 | 2537498.1379 | 1152874.6222
80 | 2537962.2649 | 1152589.0657
81 | 2537973.1726 | 1152598.3909
82 | 2537934.6513 | 1152623.9751
83 | 2537906.7155 | 1152611.8014
84 | 2537937.7257 | 1152591.7592
85 | 2538004.691 | 1152662.7068
86 | 2538017.5621 | 1152661.4289
87 | 2538013.0895 | 1152696.6903
88 | 2537855.0551 | 1152662.2625
89 | 2537899.8164 | 1152598.1352
90 | 2537938.5252 | 1152590.8619
91 | 2538017.3335 | 1152669.0243
92 | 2538029.8684 | 1152725.9259
93 | 2537874.998 | 1152668.8155
94 | 2537850.7195 | 1152653.3692
95 | 2537887.4582 | 1152692.9381
96 | 2537891.5142 | 1152579.1963
97 | 2537947.596 | 1152763.5727
98 | 2537952.1268 | 1152765.3825
99 | 2537916.6379 | 1152747.7282
100 | 2538000.5297 | 1152741.2536
101 | 2537903.9128 | 1152724.7971
102 | 2537885.6445 | 1152799.0095
103 | 2538010.962 | 1152735.9859
104 | 2537874.511 | 1152802.8155
105 | 2538054.0768 | 1152758.4719
106 | 2538049.5914 | 1152772.2255
107 | 2538062.4988 | 1152768.535
108 | 2538058.4345 | 1152786.4726
109 | 2538071.9923 | 1152750.7831
110 | 2538027.4153 | 1152814.3535
111 | 2537907.0243 | 1152682.8293
112 | 2536990.133 | 1152875.2365
113 | 2536891.6383 | 1152898.1599
114 | 2536889.1458 | 1152890.9933
115 | 2537228.389 | 1152728.3421
116 | 2537210.8837 | 1152730.3245
117 | 2537100.9408 | 1152700.2032
118 | 2537100.3191 | 1152655.4743
119 | 2537108.2234 | 1152777.2023
120 | 2537067.4975 | 1152700.7832
121 | 2537079.3696 | 1152778.0367
122 | 2536830.9197 | 1152799.8107
123 | 2537210.653 | 1152730.3506
124 | 2537080.963 | 1152656.2634
125 | 2536936.1833 | 1152703.6978
126 | 2536936.7602 | 1152744.047
127 | 2536934.0332 | 1152661.8864
128 | 2537011.7946 | 1152779.9911
129 | 2536866.9678 | 1152798.4992
130 | 2536919.3461 | 1152662.517
131 | 2536996.8204 | 1152659.6936
132 | 2537032.1321 | 1152658.2541
133 | 2536975.8461 | 1152607.8671
134 | 2537033.0232 | 1152779.3771
135 | 2536919.3878 | 1152611.0902
136 | 2537073.3073 | 1152656.5755
137 | 2537036.7463 | 1152574.6402
138 | 2538074.7629 | 1152756.7883
139 | 2537677.1053 | 1152690.1753
140 | 2537706.3107 | 1152730.0498
141 | 2537682.3832 | 1152744.0276
142 | 2537784.9937 | 1152729.0011
143 | 2537709.5449 | 1152765.9246
144 | 2537725.6615 | 1152780.1765
145 | 2537661.3746 | 1152752.1229
146 | 2537765.8608 | 1152679.1277
147 | 2537760.759 | 1152664.5373
148 | 2537799.0823 | 1152752.6904
149 | 2537694.5067 | 1152804.6237
150 | 2537695.8501 | 1152808.3674
151 | 2537737.5634 | 1152789.814
152 | 2537630.4184 | 1152764.1329
153 | 2537753.0688 | 1152631.7455
154 | 2537811.2468 | 1152769.8362
155 | 2537824.9532 | 1152787.0859
156 | 2537764.291 | 1152828.3693
157 | 2537776.1177 | 1152851.5039
158 | 2537789.2692 | 1152840.2951
159 | 2537753.3492 | 1152866.9591
160 | 2537598.5888 | 1152561.4024
161 | 2537549.8402 | 1152645.8001
162 | 2537550.7351 | 1152648.2194
163 | 2537604.599 | 1152319.9609
164 | 2537583.462 | 1152326.6494
165 | 2537567.0926 | 1152314.0681
166 | 2537649.9073 | 1152581.9874
167 | 2537658.9452 | 1152606.2069
168 | 2537632.4479 | 1152616.6843
169 | 2537687.2745 | 1152595.9483
170 | 2537899.1434 | 1152524.7464
171 | 2537884.3128 | 1152529.0966
172 | 2537917.8533 | 1152519.2584
173 | 2537855.7827 | 1152537.4651
174 | 2537922.9569 | 1152517.8049
175 | 2537847.2814 | 1152513.1286
176 | 2537826.1664 | 1152547.3701
177 | 2537796.3461 | 1152530.6205
178 | 2537770.6911 | 1152539.4241
179 | 2537714.6183 | 1152586.1412
180 | 2537738.4435 | 1152577.7787
181 | 2537779.1602 | 1152563.594
182 | 2537596.3808 | 1152663.9095
183 | 2537599.8359 | 1152662.6174
184 | 2537192.7867 | 1152732.3716
185 | 2537587.3933 | 1152743.9861
186 | 2537588.9178 | 1152743.3078
187 | 2537594.2125 | 1152755.1149
188 | 2537607.1214 | 1152749.3778
189 | 2537263.7789 | 1152468.0201
190 | 2537824.3456 | 1152604.8201
191 | 2537813.9453 | 1152608.7475
192 | 2537733.7215 | 1152638.9942
193 | 2537726.4126 | 1152641.5689
194 | 2537711.8159 | 1152646.7108
195 | 2537550.7351 | 1152648.2194

## line_std_types
| c_nf_per_km | r_ohm_per_km | x_ohm_per_km | max_i_ka | type | q_mm2 | alpha | voltage_rating
NAYY 4x50 SE | 210 | 0.642 | 0.083 | 0.142 | cs | 50 | 0.00403 | LV
NAYY 4x120 SE | 264 | 0.225 | 0.08 | 0.242 | cs | 120 | 0.00403 | LV
NAYY 4x150 SE | 261 | 0.208 | 0.08 | 0.27 | cs | 150 | 0.00403 | LV
NA2XS2Y 1x95 RM/25 12/20 kV | 216 | 0.313 | 0.132 | 0.252 | cs | 95 | 0.00403 | MV
NA2XS2Y 1x185 RM/25 12/20 kV | 273 | 0.161 | 0.117 | 0.362 | cs | 185 | 0.00403 | MV
NA2XS2Y 1x240 RM/25 12/20 kV | 304 | 0.122 | 0.112 | 0.421 | cs | 240 | 0.00403 | MV
NA2XS2Y 1x95 RM/25 6/10 kV | 315 | 0.313 | 0.123 | 0.249 | cs | 95 | 0.00403 | MV
NA2XS2Y 1x185 RM/25 6/10 kV | 406 | 0.161 | 0.11 | 0.358 | cs | 185 | 0.00403 | MV
NA2XS2Y 1x240 RM/25 6/10 kV | 456 | 0.122 | 0.105 | 0.416 | cs | 240 | 0.00403 | MV
NA2XS2Y 1x150 RM/25 12/20 kV | 250 | 0.206 | 0.116 | 0.319 | cs | 150 | 0.00403 | MV
NA2XS2Y 1x120 RM/25 12/20 kV | 230 | 0.253 | 0.119 | 0.283 | cs | 120 | 0.00403 | MV
NA2XS2Y 1x70 RM/25 12/20 kV | 190 | 0.443 | 0.132 | 0.22 | cs | 70 | 0.00403 | MV
NA2XS2Y 1x150 RM/25 6/10 kV | 360 | 0.206 | 0.11 | 0.315 | cs | 150 | 0.00403 | MV
NA2XS2Y 1x120 RM/25 6/10 kV | 340 | 0.253 | 0.113 | 0.28 | cs | 120 | 0.00403 | MV
NA2XS2Y 1x70 RM/25 6/10 kV | 280 | 0.443 | 0.123 | 0.217 | cs | 70 | 0.00403 | MV
N2XS(FL)2Y 1x120 RM/35 64/110 kV | 112 | 0.153 | 0.166 | 0.366 | cs | 120 | 0.00393 | HV
N2XS(FL)2Y 1x185 RM/35 64/110 kV | 125 | 0.099 | 0.156 | 0.457 | cs | 185 | 0.00393 | HV
N2XS(FL)2Y 1x240 RM/35 64/110 kV | 135 | 0.075 | 0.149 | 0.526 | cs | 240 | 0.00393 | HV
N2XS(FL)2Y 1x300 RM/35 64/110 kV | 144 | 0.06 | 0.144 | 0.588 | cs | 300 | 0.00393 | HV
15-AL1/3-ST1A 0.4 | 11 | 1.8769 | 0.35 | 0.105 | ol | 16 | 0.00403 | LV
24-AL1/4-ST1A 0.4 | 11.25 | 1.2012 | 0.335 | 0.14 | ol | 24 | 0.00403 | LV
48-AL1/8-ST1A 0.4 | 12.2 | 0.5939 | 0.3 | 0.21 | ol | 48 | 0.00403 | LV
94-AL1/15-ST1A 0.4 | 13.2 | 0.306 | 0.29 | 0.35 | ol | 94 | 0.00403 | LV
34-AL1/6-ST1A 10.0 | 9.7 | 0.8342 | 0.36 | 0.17 | ol | 34 | 0.00403 | MV
48-AL1/8-ST1A 10.0 | 10.1 | 0.5939 | 0.35 | 0.21 | ol | 48 | 0.00403 | MV
70-AL1/11-ST1A 10.0 | 10.4 | 0.4132 | 0.339 | 0.29 | ol | 70 | 0.00403 | MV
94-AL1/15-ST1A 10.0 | 10.75 | 0.306 | 0.33 | 0.35 | ol | 94 | 0.00403 | MV
122-AL1/20-ST1A 10.0 | 11.1 | 0.2376 | 0.323 | 0.41 | ol | 122 | 0.00403 | MV
149-AL1/24-ST1A 10.0 | 11.25 | 0.194 | 0.315 | 0.47 | ol | 149 | 0.00403 | MV
34-AL1/6-ST1A 20.0 | 9.15 | 0.8342 | 0.382 | 0.17 | ol | 34 | 0.00403 | MV
48-AL1/8-ST1A 20.0 | 9.5 | 0.5939 | 0.372 | 0.21 | ol | 48 | 0.00403 | MV
70-AL1/11-ST1A 20.0 | 9.7 | 0.4132 | 0.36 | 0.29 | ol | 70 | 0.00403 | MV
94-AL1/15-ST1A 20.0 | 10 | 0.306 | 0.35 | 0.35 | ol | 94 | 0.00403 | MV
122-AL1/20-ST1A 20.0 | 10.3 | 0.2376 | 0.344 | 0.41 | ol | 122 | 0.00403 | MV
149-AL1/24-ST1A 20.0 | 10.5 | 0.194 | 0.337 | 0.47 | ol | 149 | 0.00403 | MV
184-AL1/30-ST1A 20.0 | 10.75 | 0.1571 | 0.33 | 0.535 | ol | 184 | 0.00403 | MV
243-AL1/39-ST1A 20.0 | 11 | 0.1188 | 0.32 | 0.645 | ol | 243 | 0.00403 | MV
48-AL1/8-ST1A 110.0 | 8 | 0.5939 | 0.46 | 0.21 | ol | 48 | 0.00403 | HV
70-AL1/11-ST1A 110.0 | 8.4 | 0.4132 | 0.45 | 0.29 | ol | 70 | 0.00403 | HV
94-AL1/15-ST1A 110.0 | 8.65 | 0.306 | 0.44 | 0.35 | ol | 94 | 0.00403 | HV
122-AL1/20-ST1A 110.0 | 8.5 | 0.2376 | 0.43 | 0.41 | ol | 122 | 0.00403 | HV
149-AL1/24-ST1A 110.0 | 8.75 | 0.194 | 0.41 | 0.47 | ol | 149 | 0.00403 | HV
184-AL1/30-ST1A 110.0 | 8.8 | 0.1571 | 0.4 | 0.535 | ol | 184 | 0.00403 | HV
243-AL1/39-ST1A 110.0 | 9 | 0.1188 | 0.39 | 0.645 | ol | 243 | 0.00403 | HV
305-AL1/39-ST1A 110.0 | 9.2 | 0.0949 | 0.38 | 0.74 | ol | 305 | 0.00403 | HV
490-AL1/64-ST1A 110.0 | 9.75 | 0.059 | 0.37 | 0.96 | ol | 490 | 0.00403 | HV
679-AL1/86-ST1A 110.0 | 9.95 | 0.042 | 0.36 | 1.15 | ol | 679 | 0.00403 | HV
490-AL1/64-ST1A 220.0 | 10 | 0.059 | 0.285 | 0.96 | ol | 490 | 0.00403 | HV
679-AL1/86-ST1A 220.0 | 11.7 | 0.042 | 0.275 | 1.15 | ol | 679 | 0.00403 | HV
490-AL1/64-ST1A 380.0 | 11 | 0.059 | 0.253 | 0.96 | ol | 490 | 0.00403 | HV
679-AL1/86-ST1A 380.0 | 14.6 | 0.042 | 0.25 | 1.15 | ol | 679 | 0.00403 | HV

## trafo_std_types
| i0_percent | pfe_kw | vkr_percent | sn_mva | vn_lv_kv | vn_hv_kv | vk_percent | shift_degree | vector_group | tap_side | tap_neutral | tap_min | tap_max | tap_step_degree | tap_step_percent | tap_phase_shifter
160 MVA 380/110 kV | 0.06 | 60 | 0.25 | 160 | 110 | 380 | 12.2 | 0 | Yy0 | hv | 0 | -9 | 9 | 0 | 1.5 | FALSE
100 MVA 220/110 kV | 0.06 | 55 | 0.26 | 100 | 110 | 220 | 12 | 0 | Yy0 | hv | 0 | -9 | 9 | 0 | 1.5 | FALSE
63 MVA 110/20 kV | 0.04 | 22 | 0.32 | 63 | 20 | 110 | 18 | 150 | YNd5 | hv | 0 | -9 | 9 | 0 | 1.5 | FALSE
40 MVA 110/20 kV | 0.05 | 18 | 0.34 | 40 | 20 | 110 | 16.2 | 150 | YNd5 | hv | 0 | -9 | 9 | 0 | 1.5 | FALSE
25 MVA 110/20 kV | 0.07 | 14 | 0.41 | 25 | 20 | 110 | 12 | 150 | YNd5 | hv | 0 | -9 | 9 | 0 | 1.5 | FALSE
63 MVA 110/10 kV | 0.04 | 22 | 0.32 | 63 | 10 | 110 | 18 | 150 | YNd5 | hv | 0 | -9 | 9 | 0 | 1.5 | FALSE
40 MVA 110/10 kV | 0.05 | 18 | 0.34 | 40 | 10 | 110 | 16.2 | 150 | YNd5 | hv | 0 | -9 | 9 | 0 | 1.5 | FALSE
25 MVA 110/10 kV | 0.07 | 14 | 0.41 | 25 | 10 | 110 | 12 | 150 | YNd5 | hv | 0 | -9 | 9 | 0 | 1.5 | FALSE
0.25 MVA 20/0.4 kV | 0.32 | 0.8 | 1.44 | 0.25 | 0.4 | 20 | 6 | 150 | Yzn5 | hv | 0 | -2 | 2 | 0 | 2.5 | FALSE
0.4 MVA 20/0.4 kV | 0.3375 | 1.35 | 1.425 | 0.4 | 0.4 | 20 | 6 | 150 | Dyn5 | hv | 0 | -2 | 2 | 0 | 2.5 | FALSE
0.63 MVA 20/0.4 kV | 0.2619 | 1.65 | 1.206 | 0.63 | 0.4 | 20 | 6 | 150 | Dyn5 | hv | 0 | -2 | 2 | 0 | 2.5 | FALSE
0.25 MVA 10/0.4 kV | 0.24 | 0.6 | 1.2 | 0.25 | 0.4 | 10 | 4 | 150 | Dyn5 | hv | 0 | -2 | 2 | 0 | 2.5 | FALSE
0.4 MVA 10/0.4 kV | 0.2375 | 0.95 | 1.325 | 0.4 | 0.4 | 10 | 4 | 150 | Dyn5 | hv | 0 | -2 | 2 | 0 | 2.5 | FALSE
0.63 MVA 10/0.4 kV | 0.1873 | 1.18 | 1.0794 | 0.63 | 0.4 | 10 | 4 | 150 | Dyn5 | hv | 0 | -2 | 2 | 0 | 2.5 | FALSE

## trafo3w_std_types
| sn_hv_mva | sn_mv_mva | sn_lv_mva | vn_hv_kv | vn_mv_kv | vn_lv_kv | vk_hv_percent | vk_mv_percent | vk_lv_percent | vkr_hv_percent | vkr_mv_percent | vkr_lv_percent | pfe_kw | i0_percent | shift_mv_degree | shift_lv_degree | vector_group | tap_side | tap_neutral | tap_min | tap_max | tap_step_percent
63/25/38 MVA 110/20/10 kV | 63 | 25 | 38 | 110 | 20 | 10 | 10.4 | 10.4 | 10.4 | 0.28 | 0.32 | 0.35 | 35 | 0.89 | 0 | 0 | YN0yn0yn0 | hv | 0 | -10 | 10 | 1.2
63/25/38 MVA 110/10/10 kV | 63 | 25 | 38 | 110 | 10 | 10 | 10.4 | 10.4 | 10.4 | 0.28 | 0.32 | 0.35 | 35 | 0.89 | 0 | 0 | YN0yn0yn0 | hv | 0 | -10 | 10 | 1.2

## fuse_std_types
| fuse_type | i_rated_a | t_avg | t_min | t_total | x_avg | x_min | x_total
HV 100A | HV 100A | 100 | 0 | [10.0, 3.64, 0.854, 0.281, 0.1, 0.0531, 0.022, 0.01] | [10.0, 4.267, 1.21, 0.403, 0.1, 0.058, 0.022, 0.01] | 0 | [300.0, 350.0, 450.0, 550.0, 700.0, 850.0, 1200.0, 1752.0] | [600.0, 700.0, 900.0, 1150.0, 1665.0, 2000.0, 3000.0, 4313.0]
HV 10A | HV 10A | 10 | 0 | [10.0, 1675.0, 0.344, 0.156, 0.1, 0.0417, 0.0171, 0.01] | [10.0, 1.3, 0.3, 0.155, 0.1, 0.0555, 0.023, 0.01] | 0 | [30.0, 32.0, 35.0, 37.0, 39.0, 50.0, 70.0, 88.0] | [60.0, 70.0, 80.0, 87.0, 94.0, 110.0, 150.0, 216.0]
HV 125A | HV 125A | 125 | 0 | [10.0, 1.82, 0.344, 0.1, 0.0467, 0.0269, 0.01] | [10.0, 2.478, 0.426, 0.1, 0.0427, 0.0211, 0.01] | 0 | [375.0, 500.0, 700.0, 925.0, 1200.0, 1500.0, 2341.0] | [750.0, 1000.0, 1500.0, 2200.0, 3000.0, 4000.0, 5765.0]
HV 160A | HV 160A | 160 | 0 | [10.0, 4.15, 1.03, 0.198, 0.1, 0.051, 0.0172, 0.01] | [10.0, 2.3, 0.734, 0.274, 0.1, 0.046, 0.0177, 0.01] | 0 | [480.0, 550.0, 700.0, 1000.0, 1260.0, 1600.0, 2500.0, 3227.0] | [960.0, 1300.0, 1700.0, 2200.0, 2996.0, 4000.0, 6000.0, 7946.0]
HV 16A | HV 16A | 16 | 0 | [10.0, 0.352, 0.164, 0.1, 0.0649, 0.0342, 0.01] | [10.0, 2.34, 0.722, 0.181, 0.1, 0.055, 0.0296, 0.01] | 0 | [48.0, 60.0, 65.0, 71.0, 80.0, 100.0, 162.0] | [96.0, 110.0, 125.0, 150.0, 168.0, 200.0, 250.0, 398.0]
HV 200A | HV 200A | 200 | 0 | [10.0, 4.267, 1.21, 0.403, 0.1, 0.058, 0.022, 0.01] | [10.0, 3.73, 1.654, 0.328, 0.1, 0.0531, 0.019, 0.01] | 0 | [600.0, 700.0, 900.0, 1150.0, 1665.0, 2000.0, 3000.0, 4313.0] | [1200.0, 1500.0, 1800.0, 2700.0, 3960.0, 5000.0, 7500.0, 10620.0]
HV 20A | HV 20A | 20 | 0 | [10.0, 1.3, 0.3, 0.155, 0.1, 0.0555, 0.023, 0.01] | [10.0, 1.3, 0.161, 0.1, 0.0611, 0.0399, 0.0141, 0.01] | 0 | [60.0, 70.0, 80.0, 87.0, 94.0, 110.0, 150.0, 216.0] | [120.0, 150.0, 200.0, 223.0, 260.0, 300.0, 450.0, 532.0]
HV 25A | HV 25A | 25 | 0 | [10.0, 2.512, 0.833, 0.299, 0.1, 0.0372, 0.0223, 0.01] | [10.0, 3.125, 0.597, 0.198, 0.1, 0.0378, 0.022, 0.01] | 0 | [75.0, 82.0, 90.0, 100.0, 124.0, 170.0, 200.0, 289.0] | [150.0, 170.0, 210.0, 250.0, 294.0, 400.0, 500.0, 711.0]
HV 31.5A | HV 31.5A | 31.5 | 0 | [10.0, 2.34, 0.722, 0.181, 0.1, 0.055, 0.0296, 0.01] | [10.0, 2.84, 0.368, 0.164, 0.1, 0.0621, 0.0378, 0.0195, 0.01] | 0 | [95.0, 110.0, 125.0, 150.0, 165.0, 200.0, 250.0, 390.0] | [189.0, 220.0, 300.0, 350.0, 393.0, 450.0, 530.0, 700.0, 960.0]
HV 40A | HV 40A | 40 | 0 | [10.0, 1.3, 0.161, 0.1, 0.0611, 0.0399, 0.0141, 0.01] | [10.0, 2.05, 0.369, 0.198, 0.1, 0.051, 0.0298, 0.01] | 0 | [120.0, 150.0, 200.0, 223.0, 260.0, 300.0, 450.0, 532.0] | [240.0, 300.0, 400.0, 450.0, 530.0, 650.0, 800.0, 1311.0]
HV 50A | HV 50A | 50 | 0 | [10.0, 3.215, 0.597, 0.198, 0.1, 0.0378, 0.022, 0.01] | [10.0, 3.64, 0.854, 0.281, 0.1, 0.0531, 0.022, 0.01] | 0 | [150.0, 170.0, 210.0, 250.0, 294.0, 400.0, 500.0, 711.0] | [300.0, 350.0, 450.0, 550.0, 700.0, 850.0, 1200.0, 1752.0]
HV 6.3A | HV 6.3A | 6.3 | 0 | [10.0, 1.39, 0.344, 0.168, 0.1, 0.056, 0.0263, 0.01] | [10.0, 1.711, 0.516, 0.198, 0.1, 0.0634, 0.0303, 0.01] | 0 | [19.0, 19.5, 20.4, 20.8, 22.0, 25.0, 32.0, 48.0] | [38.0, 40.0, 43.0, 48.0, 53.0, 60.0, 75.0, 118.0]
HV 63A | HV 63A | 63 | 0 | [10.0, 2.84, 0.368, 0.164, 0.1, 0.0621, 0.0378, 0.0195, 0.01] | [10.0, 1.82, 0.344, 0.1, 0.0467, 0.0269, 0.01] | 0 | [189.0, 220.0, 300.0, 350.0, 393.0, 450.0, 530.0, 700.0, 961.0] | [378.0, 500.0, 700.0, 934.0, 1200.0, 1500.0, 2366.0]
HV 80A | HV 80A | 80 | 0 | [10.0, 2.05, 0.369, 0.198, 0.1, 0.051, 0.0298, 0.01] | [10.0, 4.15, 1.03, 0.198, 0.1, 0.051, 0.0172, 0.01] | 0 | [240.0, 300.0, 400.0, 450.0, 530.0, 650.0, 800.0, 1311.0] | [480.0, 550.0, 700.0, 1000.0, 1260.0, 1600.0, 2500.0, 3227.0]
Siemens NH-1-100 | Siemens NH-1-100 | 100 | [5400.0, 2000.0, 400.0, 20.0, 1.0, 0.2, 0.012, 0.004] | 0 | 0 | [150.0, 190.0, 250.0, 430.0, 900.0, 1250.0, 2700.0, 3600.0] | 0 | 0
Siemens NH-1-125 | Siemens NH-1-125 | 125 | [4800.0, 120.0, 7.0, 0.1, 0.004] | 0 | 0 | [180.0, 400.0, 740.0, 2000.0, 4250.0] | 0 | 0
Siemens NH-1-16 | Siemens NH-1-16 | 16 | [4000.0, 400.0, 2.0, 0.1, 0.04, 0.01] | 0 | 0 | [26.0, 35.0, 75.0, 150.0, 200.0, 300.0] | 0 | 0
Siemens NH-1-160 | Siemens NH-1-160 | 160 | [4800.0, 120.0, 7.0, 0.1, 0.004] | 0 | 0 | [210.0, 500.0, 900.0, 2300.0, 5000.0] | 0 | 0
Siemens NH-1-25 | Siemens NH-1-25 | 25 | [4000.0, 1000.0, 10.0, 0.2, 0.02, 0.01] | 0 | 0 | [40.0, 50.0, 100.0, 210.0, 400.0, 500.0] | 0 | 0
Siemens NH-1-50 | Siemens NH-1-50 | 50 | [4000.0, 40.0, 4.0, 1.0, 0.02, 0.01] | 0 | 0 | [86.0, 200.0, 300.0, 400.0, 1000.0, 1280.0] | 0 | 0
Siemens NH-1-63 | Siemens NH-1-63 | 63 | [4000.0, 100.0, 10.0, 2.0, 0.04, 0.01] | 0 | 0 | [100.0, 200.0, 300.0, 400.0, 1000.0, 1500.0] | 0 | 0
Siemens NH-1-80 | Siemens NH-1-80 | 80 | [4800.0, 120.0, 7.0, 0.1, 0.01] | 0 | 0 | [150.58, 250.0, 450.0, 1150.0, 2470.0] | 0 | 0
Siemens NH-2-1000 | Siemens NH-2-1000 | 1000 | [4800.0, 120.0, 7.0, 0.1, 0.004] | 0 | 0 | [1900.0, 3500.0, 8400.0, 24000.0, 52000.0] | 0 | 0
Siemens NH-2-200 | Siemens NH-2-200 | 200 | [4800.0, 120.0, 7.0, 0.1, 0.004] | 0 | 0 | [280.0, 650.0, 1200.0, 3000.0, 7000.0] | 0 | 0
Siemens NH-2-224 | Siemens NH-2-224 | 224 | [4800.0, 120.0, 7.0, 0.2, 0.04, 0.004] | 0 | 0 | [400.0, 750.0, 1453.0, 3025.0, 4315.0, 7600.0] | 0 | 0
Siemens NH-2-250 | Siemens NH-2-250 | 250 | [4800.0, 120.0, 7.0, 0.1, 0.004] | 0 | 0 | [450.0, 800.0, 1650.0, 4000.0, 8500.0] | 0 | 0
Siemens NH-2-315 | Siemens NH-2-315 | 315 | [4800.0, 120.0, 7.0, 0.1, 0.004] | 0 | 0 | [550.0, 920.0, 1900.0, 5000.0, 11000.0] | 0 | 0
Siemens NH-2-355 | Siemens NH-2-355 | 355 | [4800.0, 120.0, 6.0, 0.1, 0.004] | 0 | 0 | [650.0, 1116.27, 2350.0, 5840.0, 12790.0] | 0 | 0
Siemens NH-2-400 | Siemens NH-2-400 | 400 | [4800.0, 120.0, 7.0, 0.1, 0.004] | 0 | 0 | [720.0, 1350.0, 2800.0, 6500.0, 15000.0] | 0 | 0
Siemens NH-2-425 | Siemens NH-2-425 | 425 | [4800.0, 120.0, 7.0, 0.1, 0.004] | 0 | 0 | [850.0, 1500.0, 3050.0, 7500.0, 16500.0] | 0 | 0
Siemens NH-2-630 | Siemens NH-2-630 | 630 | [4800.0, 120.0, 7.0, 0.1, 0.004] | 0 | 0 | [1200.0, 2000.0, 4800.0, 12000.0, 26000.0] | 0 | 0

## res_bus
| vm_pu | va_degree | p_mw | q_mvar
0 | 0.99451 | -0.039977 | 0.33844 | 0.16391
1 | 0.99452 | -0.040071 | 0 | 0
2 | 0.99458 | -0.040559 | 0 | 0
3 | 0.99457 | -0.040508 | 0.1102 | 0.053372
4 | 0.99473 | -0.041963 | 0 | 0
5 | 0.99456 | -0.040432 | 0.31359 | 0.15188
6 | 0.99476 | -0.042189 | 0.072558 | 0.035141
7 | 0.99456 | -0.040406 | 0.074083 | 0.03588
8 | 0.99478 | -0.042358 | 0 | 0
9 | 0.99896 | -0.004375 | 0.35657 | 0.17269
10 | 0.99896 | -0.0043983 | 0 | 0
11 | 0.999 | -0.0041536 | 0 | 0
12 | 0.99901 | -0.0042597 | 0.073405 | 0.035552
13 | 0.999 | -0.0041398 | 0.096372 | 0.046675
14 | 0.99922 | -0.0031807 | 0 | 0
15 | 0.99907 | -0.0018769 | 0 | 0
16 | 0.99925 | -0.0034364 | 0 | 0
17 | 0.99907 | -0.0018675 | 0.091906 | 0.044512
18 | 0.99899 | -0.0011618 | 0 | 0
19 | 0.99896 | -0.00088743 | 0.10975 | 0.053156
20 | 0.99861 | -0.0063242 | 0 | 0
21 | 0.99979 | -0.00097713 | 0 | 0
22 | 0.99919 | -0.0036865 | 0.087858 | 0.042552
23 | 0.99879 | -0.011547 | 0 | 0
24 | 0.99875 | -0.011695 | 0.090327 | 0.043748
25 | 0.9989 | -0.0049198 | 0.080597 | 0.039035
26 | 0.99893 | -0.00064625 | 0 | 0
27 | 0.9986 | -0.0062638 | 0.13322 | 0.06452
28 | 0.99841 | -0.0072253 | 0 | 0
29 | 0.99825 | -0.0078995 | 0 | 0
30 | 0.99839 | -0.0073216 | 0.40977 | 0.19846
31 | 0.99992 | -0.00034734 | 0 | 0
32 | 0.99978 | -0.00089014 | 0.19301 | 0.093477
33 | 0.99825 | -0.0078929 | 0.085563 | 0.04144
34 | 0.99781 | -0.032814 | 0.14353 | 0.069512
35 | 0.99917 | -0.0037871 | 0 | 0
36 | 0.9987 | -0.011901 | 0 | 0
37 | 0.99895 | -0.0047332 | 0 | 0
38 | 0.99404 | -0.042305 | 0.33813 | 0.16377
39 | 0.99405 | -0.042321 | 0 | 0
40 | 0.9941 | -0.042836 | 0 | 0
41 | 0.99404 | -0.042363 | 0.076388 | 0.036996
42 | 0.99454 | -0.046723 | 0 | 0
43 | 0.99401 | -0.042033 | 0.17093 | 0.082784
44 | 0.99459 | -0.04718 | 0.29738 | 0.14403
45 | 0.99392 | -0.041262 | 0 | 0
46 | 0.99526 | -0.042621 | 0 | 0
47 | 0.99773 | -0.03315 | 0.28604 | 0.13854
48 | 0.99775 | -0.033081 | 0 | 0
49 | 0.9977 | -0.033285 | 0 | 0
50 | 0.99777 | -0.032986 | 0 | 0
51 | 0.99756 | -0.033879 | 0 | 0
52 | 0.99749 | -0.037196 | 0 | 0
53 | 0.99755 | -0.033939 | 0.36534 | 0.17694
54 | 0.99706 | -0.039021 | 0 | 0
55 | 0.99524 | -0.042481 | 0.25841 | 0.12515
56 | 0.99559 | -0.045547 | 0 | 0
57 | 0.99583 | -0.043913 | 0.29537 | 0.14305
58 | 0.99588 | -0.04439 | 0.37739 | 0.18278
59 | 0.99912 | -0.003317 | 0.30173 | 0.14614
60 | 0.99914 | -0.0035159 | 0 | 0
61 | 0.9991 | -0.0040664 | 0.35432 | 0.17161
62 | 0.99908 | -0.0041779 | 0 | 0
63 | 0.99284 | -0.031627 | 0.19403 | 0.093971
64 | 0.99285 | -0.031657 | 0 | 0
65 | 0.99284 | -0.031608 | 0.082357 | 0.039887
66 | 0.99289 | -0.032037 | 0 | 0
67 | 0.99284 | -0.031687 | 0.073774 | 0.03573
68 | 0.9937 | -0.039317 | 0 | 0
69 | 0.99284 | -0.031611 | 0.34366 | 0.16644
70 | 0.99374 | -0.039652 | 0.26561 | 0.12864
71 | 0.99281 | -0.031301 | 0 | 0
72 | 0.99273 | -0.030601 | 0 | 0
73 | 0.99269 | -0.030262 | 0 | 0
74 | 0.99268 | -0.030115 | 0.11137 | 0.053939
75 | 0.99279 | -0.031166 | 0.098432 | 0.047673
76 | 0.99266 | -0.030189 | 0.3257 | 0.15775
77 | 0.99279 | -0.031139 | 0 | 0
78 | 0.99378 | -0.03996 | 0 | 0
79 | 0.99277 | -0.03099 | 0.28173 | 0.13645
80 | 0.99682 | -0.039215 | 0.38089 | 0.18447
81 | 0.99682 | -0.039203 | 0.068408 | 0.033131
82 | 0.99685 | -0.039454 | 0 | 0
83 | 0.99688 | -0.039732 | 0 | 0
84 | 0.99685 | -0.039414 | 0 | 0
85 | 0.99622 | -0.048148 | 0 | 0
86 | 0.99622 | -0.048092 | 0 | 0
87 | 0.99624 | -0.048299 | 0.079797 | 0.038648
88 | 0.99679 | -0.040092 | 0 | 0
89 | 0.9969 | -0.039666 | 0.11149 | 0.053997
90 | 0.99685 | -0.039413 | 0.078617 | 0.038076
91 | 0.99621 | -0.048059 | 0.3614 | 0.17503
92 | 0.99626 | -0.048474 | 0 | 0
93 | 0.99676 | -0.040205 | 0 | 0
94 | 0.99679 | -0.040084 | 0.068478 | 0.033166
95 | 0.99673 | -0.040307 | 0.23228 | 0.1125
96 | 0.99692 | -0.039576 | 0 | 0
97 | 0.99645 | -0.048075 | 0.33136 | 0.16049
98 | 0.99644 | -0.048001 | 0 | 0
99 | 0.99652 | -0.048744 | 0 | 0
100 | 0.9963 | -0.048886 | 0.15293 | 0.074066
101 | 0.9966 | -0.047905 | 0.076686 | 0.037141
102 | 0.99624 | -0.055588 | 0.41232 | 0.1997
103 | 0.99629 | -0.04873 | 0.12839 | 0.062181
104 | 0.99619 | -0.055124 | 0 | 0
105 | 0.99622 | -0.048147 | 0 | 0
106 | 0.99621 | -0.048072 | 0 | 0
107 | 0.99621 | -0.04806 | 0 | 0
108 | 0.99621 | -0.04804 | 0.090437 | 0.043801
109 | 0.99621 | -0.048068 | 0.33727 | 0.16335
110 | 0.99621 | -0.048076 | 0.071826 | 0.034787
111 | 0.99673 | -0.040285 | 0.085542 | 0.04143
112 | 0.99597 | -0.045173 | 0 | 0
113 | 0.99667 | -0.051473 | 0 | 0
114 | 0.99671 | -0.051782 | 0.11946 | 0.057857
115 | 0.99889 | -0.00027628 | 0 | 0
116 | 0.99888 | -0.00018092 | 0.3336 | 0.16157
117 | 0.99836 | -0.026456 | 0 | 0
118 | 0.99838 | -0.026656 | 0 | 0
119 | 0.99834 | -0.026299 | 0 | 0
120 | 0.99834 | -0.026329 | 0.32024 | 0.1551
121 | 0.99833 | -0.02627 | 0.085925 | 0.041615
122 | 0.99749 | -0.046505 | 0 | 0
123 | 0.99888 | -0.00018059 | 0 | 0
124 | 0.99839 | -0.026742 | 0.19884 | 0.096302
125 | 0.99816 | -0.03678 | 0.34818 | 0.16863
126 | 0.99807 | -0.037736 | 0 | 0
127 | 0.99819 | -0.036658 | 0 | 0
128 | 0.99806 | -0.037621 | 0 | 0
129 | 0.99766 | -0.048024 | 0.21536 | 0.1043
130 | 0.9982 | -0.036615 | 0.09005 | 0.043613
131 | 0.9984 | -0.027217 | 0 | 0
132 | 0.99843 | -0.027107 | 0.14263 | 0.06908
133 | 0.99832 | -0.03208 | 0.11083 | 0.053677
134 | 0.99805 | -0.037597 | 0.095957 | 0.046474
135 | 0.99828 | -0.032251 | 0 | 0
136 | 0.99839 | -0.026794 | 0.07106 | 0.034416
137 | 0.99858 | -0.018524 | 0.32528 | 0.15754
138 | 0.99621 | -0.048043 | 0.077567 | 0.037567
139 | 0.99515 | -0.046233 | 0.34363 | 0.16643
140 | 0.99518 | -0.046026 | 0 | 0
141 | 0.99494 | -0.043856 | 0 | 0
142 | 0.99556 | -0.049431 | 0 | 0
143 | 0.99485 | -0.042974 | 0 | 0
144 | 0.99482 | -0.042766 | 0.29227 | 0.14155
145 | 0.99493 | -0.043738 | 0.070112 | 0.033957
146 | 0.99553 | -0.049187 | 0 | 0
147 | 0.99553 | -0.049119 | 0.10971 | 0.053135
148 | 0.99567 | -0.050423 | 0.31885 | 0.15443
149 | 0.99477 | -0.042298 | 0 | 0
150 | 0.99477 | -0.042291 | 0.16138 | 0.078159
151 | 0.99481 | -0.042672 | 0 | 0
152 | 0.99492 | -0.043591 | 0 | 0
153 | 0.99551 | -0.049012 | 0 | 0
154 | 0.99576 | -0.05126 | 0.077707 | 0.037635
155 | 0.99587 | -0.052198 | 0 | 0
156 | 0.99478 | -0.042352 | 0 | 0
157 | 0.99475 | -0.042518 | 0 | 0
158 | 0.99475 | -0.042475 | 0.20549 | 0.099523
159 | 0.99474 | -0.042624 | 0.31483 | 0.15248
160 | 0.99977 | -0.0008498 | 0.076865 | 0.037228
161 | 0.99999 | -3.4763e-05 | 0.13884 | 0.067246
162 | 1 | 0 | -18.1637 | -8.3949
163 | 0.99838 | -0.0072065 | 0.19679 | 0.09531
164 | 0.99838 | -0.0072585 | 0 | 0
165 | 0.99839 | -0.0073061 | 0 | 0
166 | 0.99668 | -0.037508 | 0.26326 | 0.1275
167 | 0.99669 | -0.03759 | 0 | 0
168 | 0.99668 | -0.037554 | 0.1045 | 0.050612
169 | 0.9967 | -0.03772 | 0.10396 | 0.050349
170 | 0.99698 | -0.038877 | 0.074906 | 0.036279
171 | 0.99695 | -0.038634 | 0.17962 | 0.086992
172 | 0.99701 | -0.0392 | 0 | 0
173 | 0.99691 | -0.03823 | 0 | 0
174 | 0.99702 | -0.039172 | 0.1589 | 0.076958
175 | 0.9969 | -0.038158 | 0.23609 | 0.11434
176 | 0.99687 | -0.037892 | 0.19585 | 0.094856
177 | 0.99682 | -0.038209 | 0 | 0
178 | 0.9968 | -0.037978 | 0 | 0
179 | 0.99672 | -0.037881 | 0 | 0
180 | 0.99673 | -0.038019 | 0 | 0
181 | 0.99677 | -0.037759 | 0.25828 | 0.12509
182 | 0.99999 | 9.9881e-05 | 0.071663 | 0.034708
183 | 0.99999 | 9.6729e-05 | 0 | 0
184 | 0.99888 | -0.00015477 | 0.12125 | 0.058725
185 | 0.99489 | -0.043311 | 0.23913 | 0.11582
186 | 0.99489 | -0.043316 | 0 | 0
187 | 0.99489 | -0.043353 | 0.13699 | 0.066345
188 | 0.9949 | -0.043417 | 0 | 0
189 | 0.99903 | -0.0043995 | 0 | 0
190 | 0.99551 | -0.048944 | 0.078827 | 0.038177
191 | 0.99551 | -0.048954 | 0 | 0
192 | 0.99551 | -0.048964 | 0 | 0
193 | 0.99551 | -0.048945 | 0.10384 | 0.050291
194 | 0.9955 | -0.048928 | 0.094363 | 0.045702
195 | 0.99997 | 149.9981 | 0 | 0

## res_line
| p_from_mw | q_from_mvar | p_to_mw | q_to_mvar | pl_mw | ql_mvar | i_from_ka | i_to_ka | i_ka | vm_from_pu | va_from_degree | vm_to_pu | va_to_degree | loading_percent
0 | -0.33844 | -0.16391 | 0.33844 | 0.16337 | 3.6612e-06 | -0.00054284 | 0.010915 | 0.010908 | 0.010915 | 0.99451 | -0.039977 | 0.99452 | -0.040071 | 4.9615
1 | -0.33844 | -0.16337 | 0.33846 | 0.16046 | 1.9515e-05 | -0.0029052 | 0.010908 | 0.010872 | 0.010908 | 0.99452 | -0.040071 | 0.99458 | -0.040559 | 4.9583
2 | 0.1102 | 0.052445 | -0.1102 | -0.053372 | 6.599e-07 | -0.00092716 | 0.0035423 | 0.0035539 | 0.0035539 | 0.99458 | -0.040559 | 0.99457 | -0.040508 | 1.6154
3 | -0.83634 | -0.39931 | 0.83648 | 0.39591 | 0.00014051 | -0.0033996 | 0.0269 | 0.026857 | 0.0269 | 0.99458 | -0.040559 | 0.99473 | -0.041963 | 12.2271
4 | 0.38768 | 0.1864 | -0.38768 | -0.18705 | 5.735e-06 | -0.00064872 | 0.012485 | 0.012494 | 0.012494 | 0.99458 | -0.040559 | 0.99456 | -0.040432 | 5.6789
5 | -0.83648 | -0.39591 | 0.83651 | 0.39535 | 2.2934e-05 | -0.00055605 | 0.026857 | 0.02685 | 0.026857 | 0.99473 | -0.041963 | 0.99476 | -0.042189 | 12.2076
6 | 0.074083 | 0.035168 | -0.074083 | -0.03588 | 2.2898e-07 | -0.00071226 | 0.0023803 | 0.0023892 | 0.0023892 | 0.99456 | -0.040432 | 0.99456 | -0.040406 | 1.086
7 | -0.90906 | -0.43049 | 0.90908 | 0.43011 | 1.8571e-05 | -0.00038031 | 0.029189 | 0.029184 | 0.029189 | 0.99476 | -0.042189 | 0.99478 | -0.042358 | 13.2678
8 | 0.16138 | 0.077332 | -0.16138 | -0.078065 | 1.1199e-06 | -0.00073335 | 0.005193 | 0.0052022 | 0.0052022 | 0.99478 | -0.042358 | 0.99477 | -0.042298 | 2.3646
9 | -1.0705 | -0.50745 | 1.0705 | 0.50628 | 7.9647e-05 | -0.0011698 | 0.034377 | 0.034363 | 0.034377 | 0.99478 | -0.042358 | 0.99485 | -0.042974 | 15.6261
10 | -0.35657 | -0.17269 | 0.35657 | 0.17256 | 9.5247e-07 | -0.00012943 | 0.011449 | 0.011447 | 0.011449 | 0.99896 | -0.004375 | 0.99896 | -0.0043983 | 5.204
11 | -0.35657 | -0.17256 | 0.35658 | 0.1725 | 1.3189e-05 | -5.9047e-05 | 0.011447 | 0.011446 | 0.011447 | 0.99896 | -0.0043983 | 0.999 | -0.0041536 | 5.451
12 | -0.45295 | -0.21889 | 0.45296 | 0.21842 | 5.5582e-06 | -0.00046801 | 0.014537 | 0.014531 | 0.014537 | 0.999 | -0.0041536 | 0.99901 | -0.0042597 | 6.6077
13 | 0.096372 | 0.046388 | -0.096372 | -0.046675 | 1.537e-07 | -0.00028682 | 0.0030906 | 0.0030942 | 0.0030942 | 0.999 | -0.0041536 | 0.999 | -0.0041398 | 1.4065
14 | -0.52636 | -0.25398 | 0.52637 | 0.25344 | 8.5355e-06 | -0.00053189 | 0.016888 | 0.016881 | 0.016888 | 0.99901 | -0.0042597 | 0.99903 | -0.0043995 | 7.6763
15 | 0.65672 | 0.30627 | -0.65662 | -0.31052 | 0.00010542 | -0.0042526 | 0.020935 | 0.020987 | 0.020987 | 0.99922 | -0.0031807 | 0.99907 | -0.0018769 | 9.5396
16 | -0.65672 | -0.30627 | 0.65674 | 0.30542 | 2.1095e-05 | -0.0008537 | 0.020935 | 0.020924 | 0.020935 | 0.99922 | -0.0031807 | 0.99925 | -0.0034364 | 9.5157
17 | 0.091906 | 0.044308 | -0.091906 | -0.044512 | 9.9564e-08 | -0.0002043 | 0.0029481 | 0.0029506 | 0.0029506 | 0.99907 | -0.0018769 | 0.99907 | -0.0018675 | 1.3412
18 | 0.56471 | 0.26622 | -0.56466 | -0.26887 | 4.8712e-05 | -0.0026527 | 0.018039 | 0.018072 | 0.018072 | 0.99907 | -0.0018769 | 0.99899 | -0.0011618 | 8.2147
19 | 9.8239 | 4.5287 | -9.8178 | -4.5754 | 0.0060376 | -0.046678 | 0.31251 | 0.31312 | 0.31312 | 0.99925 | -0.0034364 | 0.99861 | -0.0063242 | 24.5389
20 | -17.6564 | -8.1821 | 17.6656 | 8.1637 | 0.0091726 | -0.018429 | 0.56219 | 0.5619 | 0.56219 | 0.99925 | -0.0034364 | 0.99979 | -0.00097713 | 44.0586
21 | 7.1758 | 3.348 | -7.1754 | -3.354 | 0.00039704 | -0.0059359 | 0.22876 | 0.22883 | 0.22883 | 0.99925 | -0.0034364 | 0.99919 | -0.0036865 | 17.9336
22 | 0.56466 | 0.26887 | -0.56464 | -0.26987 | 1.8395e-05 | -0.0009991 | 0.018072 | 0.018085 | 0.018085 | 0.99899 | -0.0011618 | 0.99896 | -0.00088743 | 8.2203
23 | 0.45489 | 0.21671 | -0.45488 | -0.2178 | 1.2994e-05 | -0.0010889 | 0.014561 | 0.014574 | 0.014574 | 0.99896 | -0.00088743 | 0.99893 | -0.00064625 | 6.6247
24 | 0.13322 | 0.063604 | -0.13322 | -0.06452 | 9.3794e-07 | -0.00091583 | 0.0042674 | 0.0042789 | 0.0042789 | 0.99861 | -0.0063242 | 0.9986 | -0.0062638 | 1.945
25 | 9.6846 | 4.5118 | -9.6827 | -4.527 | 0.0019239 | -0.015262 | 0.30885 | 0.30905 | 0.30905 | 0.99861 | -0.0063242 | 0.99841 | -0.0072253 | 24.2202
26 | -17.9355 | -8.2927 | 17.9379 | 8.2881 | 0.0023713 | -0.004589 | 0.57054 | 0.57047 | 0.57054 | 0.99979 | -0.00097713 | 0.99992 | -0.00034734 | 44.713
27 | 0.26988 | 0.12896 | -0.26987 | -0.12962 | 2.7612e-06 | -0.00066039 | 0.0086362 | 0.0086444 | 0.0086444 | 0.99979 | -0.00097713 | 0.99978 | -0.00089014 | 3.9293
28 | 7.0876 | 3.3114 | -7.0874 | -3.3138 | 0.00015847 | -0.0024296 | 0.22601 | 0.22604 | 0.22604 | 0.99919 | -0.0036865 | 0.99917 | -0.0037871 | 17.715
29 | 5.8224 | 2.7376 | -5.8222 | -2.7421 | 0.00019924 | -0.0045612 | 0.18596 | 0.18601 | 0.18601 | 0.99879 | -0.011547 | 0.99875 | -0.011695 | 14.5778
30 | -5.8224 | -2.7376 | 5.8228 | 2.7384 | 0.00037062 | 0.00083101 | 0.18596 | 0.18595 | 0.18596 | 0.99879 | -0.011547 | 0.9989 | -0.0049198 | 14.4151
31 | 5.7319 | 2.6984 | -5.7316 | -2.7049 | 0.00027372 | -0.0064658 | 0.18311 | 0.18319 | 0.18319 | 0.99875 | -0.011695 | 0.9987 | -0.011901 | 14.3569
32 | -5.9034 | -2.7774 | 5.9036 | 2.7718 | 0.00025213 | -0.0056166 | 0.18854 | 0.18847 | 0.18854 | 0.9989 | -0.0049198 | 0.99895 | -0.0047332 | 14.7759
33 | 0.45488 | 0.2178 | -0.45486 | -0.21944 | 1.965e-05 | -0.0016427 | 0.014574 | 0.014595 | 0.014595 | 0.99893 | -0.00064625 | 0.99889 | -0.00027628 | 6.6341
34 | 9.0761 | 4.2344 | -9.0748 | -4.2468 | 0.0013574 | -0.012351 | 0.28958 | 0.28974 | 0.28974 | 0.99841 | -0.0072253 | 0.99825 | -0.0078995 | 22.7069
35 | 0.60657 | 0.29258 | -0.60656 | -0.29259 | 8.7246e-06 | -9.9039e-06 | 0.019472 | 0.019472 | 0.019472 | 0.99841 | -0.0072253 | 0.99839 | -0.0073216 | 9.2724
36 | 0.085563 | 0.041286 | -0.085563 | -0.04144 | 6.5071e-08 | -0.00015351 | 0.0027473 | 0.0027492 | 0.0027492 | 0.99825 | -0.0078995 | 0.99825 | -0.0078929 | 1.2497
37 | 8.9892 | 4.2055 | -8.9871 | -4.2001 | 0.0021441 | 0.005364 | 0.28699 | 0.287 | 0.287 | 0.99825 | -0.0078995 | 0.99781 | -0.032814 | 22.2479
38 | 0.19679 | 0.094132 | -0.19679 | -0.094293 | 3.5799e-07 | -0.00016025 | 0.0063075 | 0.0063095 | 0.0063095 | 0.99839 | -0.0073216 | 0.99839 | -0.0073061 | 2.868
39 | -17.9379 | -8.2881 | 17.939 | 8.2858 | 0.0011741 | -0.0022732 | 0.57047 | 0.57043 | 0.57047 | 0.99992 | -0.00034734 | 0.99999 | -3.4763e-05 | 44.7074
40 | 0.076866 | 0.03614 | -0.076865 | -0.037228 | 3.6794e-07 | -0.0010875 | 0.0024525 | 0.002466 | 0.002466 | 0.99978 | -0.00089014 | 0.99977 | -0.0008498 | 1.1209
41 | 8.8435 | 4.1306 | -8.8432 | -4.1339 | 0.00033689 | -0.0032309 | 0.28238 | 0.28243 | 0.28243 | 0.99781 | -0.032814 | 0.99777 | -0.032986 | 22.1337
42 | 6.7856 | 3.1709 | -6.7852 | -3.178 | 0.00042309 | -0.0070948 | 0.2164 | 0.21649 | 0.21649 | 0.99917 | -0.0037871 | 0.9991 | -0.0040664 | 16.966
43 | 0.30175 | 0.14295 | -0.30174 | -0.14481 | 9.728e-06 | -0.001859 | 0.0096469 | 0.00967 | 0.00967 | 0.99917 | -0.0037871 | 0.99914 | -0.0035159 | 4.3955
44 | 5.7316 | 2.7049 | -5.7312 | -2.704 | 0.00036533 | 0.00081427 | 0.18319 | 0.1832 | 0.1832 | 0.9987 | -0.011901 | 0.99858 | -0.018524 | 14.2012
45 | -5.9036 | -2.7718 | 5.904 | 2.7619 | 0.00044408 | -0.0099045 | 0.18847 | 0.18835 | 0.18847 | 0.99895 | -0.0047332 | 0.99903 | -0.0043995 | 14.7704
46 | -0.33813 | -0.16377 | 0.33813 | 0.16368 | 5.9015e-07 | -8.7448e-05 | 0.010911 | 0.010909 | 0.010911 | 0.99404 | -0.042305 | 0.99405 | -0.042321 | 4.9594
47 | -0.41452 | -0.20062 | 0.41455 | 0.19816 | 2.492e-05 | -0.0024608 | 0.013374 | 0.013343 | 0.013374 | 0.99405 | -0.042321 | 0.9941 | -0.042836 | 6.0789
48 | 0.076388 | 0.036944 | -0.076388 | -0.036996 | 4.852e-07 | -5.2587e-05 | 0.0024642 | 0.0024648 | 0.0024648 | 0.99405 | -0.042321 | 0.99404 | -0.042363 | 1.1737
49 | -2.3644 | -1.1162 | 2.3656 | 1.1131 | 0.0011223 | -0.0031113 | 0.075927 | 0.075884 | 0.075927 | 0.9941 | -0.042836 | 0.99454 | -0.046723 | 34.5123
50 | 1.9499 | 0.91809 | -1.9497 | -0.91889 | 0.00019152 | -0.00080718 | 0.062585 | 0.062595 | 0.062595 | 0.9941 | -0.042836 | 0.99401 | -0.042033 | 28.4524
51 | -2.3656 | -1.1131 | 2.3657 | 1.1128 | 0.00013252 | -0.00036783 | 0.075884 | 0.075879 | 0.075884 | 0.99454 | -0.046723 | 0.99459 | -0.04718 | 34.4929
52 | 1.7788 | 0.83611 | -1.7786 | -0.83697 | 0.00016814 | -0.0008618 | 0.05708 | 0.057091 | 0.057091 | 0.99401 | -0.042033 | 0.99392 | -0.041262 | 25.9506
53 | -2.6631 | -1.2568 | 2.6647 | 1.2577 | 0.0016783 | 0.00089885 | 0.085469 | 0.085467 | 0.085469 | 0.99459 | -0.04718 | 0.99526 | -0.042621 | 40.6995
54 | 1.7786 | 0.83697 | -1.7783 | -0.83842 | 0.00028329 | -0.0014508 | 0.057091 | 0.05711 | 0.05711 | 0.99392 | -0.041262 | 0.99378 | -0.03996 | 25.9593
55 | 0.25841 | 0.12408 | -0.25841 | -0.12515 | 4.206e-06 | -0.0010748 | 0.0083144 | 0.008328 | 0.008328 | 0.99526 | -0.042621 | 0.99524 | -0.042481 | 3.7854
56 | -2.9231 | -1.3818 | 2.9242 | 1.38 | 0.0010392 | -0.0017863 | 0.093781 | 0.093755 | 0.093781 | 0.99526 | -0.042621 | 0.99559 | -0.045547 | 42.6279
57 | -8.8429 | -4.137 | 8.843 | 4.1357 | 0.00013579 | -0.0013016 | 0.28247 | 0.28245 | 0.28247 | 0.99773 | -0.03315 | 0.99775 | -0.033081 | 22.1369
58 | 8.5568 | 3.9984 | -8.5566 | -4.0011 | 0.00025739 | -0.0026453 | 0.27327 | 0.27331 | 0.27331 | 0.99773 | -0.03315 | 0.9977 | -0.033285 | 21.4189
59 | -8.843 | -4.1357 | 8.8432 | 4.1339 | 0.00018692 | -0.001792 | 0.28245 | 0.28243 | 0.28245 | 0.99775 | -0.033081 | 0.99777 | -0.032986 | 22.1355
60 | 8.5566 | 4.0011 | -8.5554 | -4.0128 | 0.0011415 | -0.011721 | 0.27331 | 0.27346 | 0.27346 | 0.9977 | -0.033285 | 0.99756 | -0.033879 | 21.4308
61 | 8.5554 | 4.0128 | -8.5553 | -4.014 | 0.00011524 | -0.0011824 | 0.27346 | 0.27347 | 0.27347 | 0.99756 | -0.033879 | 0.99755 | -0.033939 | 21.432
62 | -8.1897 | -3.8364 | 8.19 | 3.837 | 0.00025568 | 0.00063002 | 0.26173 | 0.26173 | 0.26173 | 0.99749 | -0.037196 | 0.99755 | -0.033939 | 20.2889
63 | 8.1897 | 3.8364 | -8.1863 | -3.8752 | 0.0034569 | -0.038797 | 0.26173 | 0.26223 | 0.26223 | 0.99749 | -0.037196 | 0.99706 | -0.039021 | 20.5509
64 | 8.1863 | 3.8752 | -8.186 | -3.8785 | 0.00029401 | -0.0032909 | 0.26223 | 0.26227 | 0.26227 | 0.99706 | -0.039021 | 0.99702 | -0.039172 | 20.5543
65 | -2.9242 | -1.38 | 2.9248 | 1.3803 | 0.00066022 | 0.00036364 | 0.093755 | 0.093755 | 0.093755 | 0.99559 | -0.045547 | 0.99583 | -0.043913 | 44.6455
66 | -3.2202 | -1.5234 | 3.2204 | 1.5231 | 0.00018613 | -0.00025437 | 0.10327 | 0.10326 | 0.10327 | 0.99583 | -0.043913 | 0.99588 | -0.04439 | 46.94
67 | -3.5978 | -1.7059 | 3.5981 | 1.7056 | 0.00033912 | -0.00035101 | 0.11542 | 0.11541 | 0.11542 | 0.99588 | -0.04439 | 0.99597 | -0.045173 | 52.4629
68 | -0.30173 | -0.14614 | 0.30174 | 0.14481 | 6.9624e-06 | -0.001325 | 0.0096867 | 0.00967 | 0.0096867 | 0.99912 | -0.003317 | 0.99914 | -0.0035159 | 4.403
69 | 6.4309 | 3.0064 | -6.4307 | -3.0094 | 0.00015985 | -0.0029941 | 0.20511 | 0.20515 | 0.20515 | 0.9991 | -0.0040664 | 0.99908 | -0.0041779 | 16.0776
70 | 6.4307 | 3.0094 | -6.4304 | -3.0154 | 0.0003204 | -0.0059975 | 0.20515 | 0.20523 | 0.20523 | 0.99908 | -0.0041779 | 0.99903 | -0.0043995 | 16.0835
71 | -0.27638 | -0.13341 | 0.27638 | 0.1332 | 9.6916e-07 | -0.00021436 | 0.0089232 | 0.0089205 | 0.0089232 | 0.99284 | -0.031627 | 0.99285 | -0.031657 | 4.056
72 | 0.082357 | 0.03944 | -0.082357 | -0.039887 | 1.7926e-07 | -0.00044732 | 0.002655 | 0.0026607 | 0.0026607 | 0.99284 | -0.031627 | 0.99284 | -0.031608 | 1.2094
73 | -0.35016 | -0.16889 | 0.35017 | 0.16673 | 1.5639e-05 | -0.0021586 | 0.011303 | 0.011276 | 0.011303 | 0.99285 | -0.031657 | 0.99289 | -0.032037 | 5.1379
74 | 0.073775 | 0.035693 | -0.073774 | -0.03573 | 3.2513e-07 | -3.7608e-05 | 0.0023829 | 0.0023834 | 0.0023834 | 0.99285 | -0.031657 | 0.99284 | -0.031687 | 1.1349
75 | -1.5112 | -0.72012 | 1.5126 | 0.71057 | 0.0013318 | -0.0095507 | 0.048672 | 0.048548 | 0.048672 | 0.99289 | -0.032037 | 0.9937 | -0.039317 | 22.1234
76 | 1.1611 | 0.55339 | -1.161 | -0.55411 | 5.8796e-05 | -0.00072365 | 0.037395 | 0.037405 | 0.037405 | 0.99289 | -0.032037 | 0.99284 | -0.031611 | 17.0021
77 | -1.5126 | -0.71057 | 1.5126 | 0.71012 | 6.2516e-05 | -0.00044996 | 0.048548 | 0.048542 | 0.048548 | 0.9937 | -0.039317 | 0.99374 | -0.039652 | 22.0672
78 | 0.81735 | 0.38767 | -0.81732 | -0.38844 | 3.0474e-05 | -0.0007672 | 0.026303 | 0.026312 | 0.026312 | 0.99284 | -0.031611 | 0.99281 | -0.031301 | 11.9601
79 | -1.7782 | -0.83876 | 1.7783 | 0.83842 | 6.6647e-05 | -0.00034111 | 0.057115 | 0.05711 | 0.057115 | 0.99374 | -0.039652 | 0.99378 | -0.03996 | 25.9613
80 | 0.38018 | 0.1822 | -0.38017 | -0.1829 | 6.0091e-06 | -0.00070266 | 0.012258 | 0.012267 | 0.012267 | 0.99281 | -0.031301 | 0.99279 | -0.031166 | 5.5759
81 | 0.43714 | 0.20624 | -0.4371 | -0.20949 | 3.6605e-05 | -0.0032464 | 0.014054 | 0.014095 | 0.014095 | 0.99281 | -0.031301 | 0.99273 | -0.030601 | 6.4068
82 | 0.4371 | 0.20949 | -0.43708 | -0.21102 | 1.7261e-05 | -0.0015241 | 0.014095 | 0.014114 | 0.014114 | 0.99273 | -0.030601 | 0.99269 | -0.030262 | 6.4155
83 | 0.43708 | 0.21102 | -0.43708 | -0.21166 | 7.3695e-06 | -0.00064941 | 0.014114 | 0.014122 | 0.014122 | 0.99269 | -0.030262 | 0.99268 | -0.030115 | 6.4193
84 | 0.32571 | 0.15773 | -0.3257 | -0.15775 | 3.6534e-06 | -1.9491e-05 | 0.010524 | 0.010524 | 0.010524 | 0.99268 | -0.030115 | 0.99266 | -0.030189 | 5.0115
85 | 0.28174 | 0.13523 | -0.28174 | -0.13541 | 8.762e-07 | -0.00018674 | 0.0090869 | 0.0090893 | 0.0090893 | 0.99279 | -0.031166 | 0.99279 | -0.031139 | 4.1315
86 | 0.28174 | 0.13541 | -0.28173 | -0.13645 | 4.8725e-06 | -0.0010367 | 0.0090893 | 0.0091024 | 0.0091024 | 0.99279 | -0.031139 | 0.99277 | -0.03099 | 4.1375
87 | 0.068408 | 0.032791 | -0.068408 | -0.033131 | 9.2639e-08 | -0.00034043 | 0.0021969 | 0.0022012 | 0.0022012 | 0.99682 | -0.039215 | 0.99682 | -0.039203 | 1.0005
88 | -0.44929 | -0.21726 | 0.44931 | 0.21621 | 1.2435e-05 | -0.0010553 | 0.014453 | 0.014439 | 0.014453 | 0.99682 | -0.039215 | 0.99685 | -0.039454 | 6.5694
89 | -0.52792 | -0.25323 | 0.52794 | 0.25216 | 1.73e-05 | -0.0010652 | 0.016956 | 0.016942 | 0.016956 | 0.99685 | -0.039454 | 0.99688 | -0.039732 | 7.7072
90 | 0.078618 | 0.037021 | -0.078617 | -0.038048 | 3.6775e-07 | -0.0010268 | 0.0025165 | 0.0025293 | 0.0025293 | 0.99685 | -0.039454 | 0.99685 | -0.039414 | 1.1497
91 | 5.97 | 2.8321 | -5.9695 | -2.8433 | 0.00052464 | -0.011277 | 0.19134 | 0.19149 | 0.19149 | 0.99688 | -0.039732 | 0.99679 | -0.040092 | 15.0069
92 | -6.4979 | -3.0842 | 6.498 | 3.0824 | 0.0001026 | -0.001854 | 0.20829 | 0.20826 | 0.20829 | 0.99688 | -0.039732 | 0.9969 | -0.039666 | 16.3234
93 | 0.078617 | 0.038048 | -0.078617 | -0.038076 | 1.0147e-08 | -2.851e-05 | 0.0025293 | 0.0025296 | 0.0025296 | 0.99685 | -0.039414 | 0.99685 | -0.039413 | 1.1498
94 | 0.3614 | 0.17455 | -0.3614 | -0.17485 | 2.3294e-06 | -0.00030492 | 0.01163 | 0.011634 | 0.011634 | 0.99622 | -0.048148 | 0.99622 | -0.048092 | 5.288
95 | -0.3614 | -0.17455 | 0.36141 | 0.17372 | 6.3271e-06 | -0.00082923 | 0.01163 | 0.011619 | 0.01163 | 0.99622 | -0.048148 | 0.99624 | -0.048299 | 5.2862
96 | 0.3614 | 0.17485 | -0.3614 | -0.17503 | 1.3832e-06 | -0.00018096 | 0.011634 | 0.011636 | 0.011636 | 0.99622 | -0.048092 | 0.99621 | -0.048059 | 5.289
97 | -0.4412 | -0.21236 | 0.44121 | 0.21157 | 9.0635e-06 | -0.00079706 | 0.014188 | 0.014178 | 0.014188 | 0.99624 | -0.048299 | 0.99626 | -0.048474 | 6.4493
98 | 5.901 | 2.8104 | -5.9008 | -2.814 | 0.00016422 | -0.0036106 | 0.18929 | 0.18933 | 0.18933 | 0.99679 | -0.040092 | 0.99676 | -0.040205 | 14.838
99 | 0.068478 | 0.032931 | -0.068478 | -0.033166 | 6.4039e-08 | -0.00023469 | 0.0022006 | 0.0022035 | 0.0022035 | 0.99679 | -0.040092 | 0.99679 | -0.040084 | 1.0016
100 | -6.6095 | -3.1364 | 6.6097 | 3.1339 | 0.00014351 | -0.0025044 | 0.21185 | 0.21182 | 0.21185 | 0.9969 | -0.039666 | 0.99692 | -0.039576 | 16.6026
101 | 0.57713 | 0.27607 | -0.57711 | -0.27721 | 2.2211e-05 | -0.0011398 | 0.018538 | 0.018552 | 0.018552 | 0.99626 | -0.048474 | 0.99622 | -0.048147 | 8.4328
102 | -1.0183 | -0.48764 | 1.0184 | 0.48714 | 3.0623e-05 | -0.0004989 | 0.032716 | 0.03271 | 0.032716 | 0.99626 | -0.048474 | 0.99629 | -0.04873 | 14.871
103 | 5.9008 | 2.814 | -5.9007 | -2.8173 | 0.0001504 | -0.003305 | 0.18933 | 0.18938 | 0.18938 | 0.99676 | -0.040205 | 0.99673 | -0.040307 | 14.8414
104 | 0.085542 | 0.040908 | -0.085542 | -0.04143 | 2.2226e-07 | -0.00052233 | 0.0027462 | 0.0027528 | 0.0027528 | 0.99673 | -0.040307 | 0.99673 | -0.040285 | 1.2513
105 | 5.5828 | 2.6639 | -5.5824 | -2.6629 | 0.00041087 | 0.0010556 | 0.17915 | 0.17916 | 0.17916 | 0.99673 | -0.040307 | 0.9966 | -0.047905 | 27.776
106 | -6.6097 | -3.1339 | 6.6103 | 3.1235 | 0.00059139 | -0.010329 | 0.21182 | 0.21169 | 0.21182 | 0.99692 | -0.039576 | 0.99701 | -0.0392 | 16.6001
107 | 1.2999 | 0.62305 | -1.2999 | -0.62316 | 1.1332e-05 | -0.00011202 | 0.041761 | 0.041762 | 0.041762 | 0.99645 | -0.048075 | 0.99644 | -0.048001 | 18.9828
108 | -1.6313 | -0.78353 | 1.6314 | 0.78275 | 0.00012762 | -0.00078689 | 0.052427 | 0.052417 | 0.052427 | 0.99645 | -0.048075 | 0.99652 | -0.048744 | 23.8304
109 | 1.2999 | 0.62316 | -1.2997 | -0.62312 | 0.00016806 | 4.1172e-05 | 0.041762 | 0.041763 | 0.041763 | 0.99644 | -0.048001 | 0.9963 | -0.048886 | 19.8871
110 | -5.5053 | -2.6263 | 5.5057 | 2.6257 | 0.00039605 | -0.00060702 | 0.1767 | 0.17669 | 0.1767 | 0.99652 | -0.048744 | 0.9966 | -0.047905 | 48.8117
111 | 3.874 | 1.8436 | -3.8731 | -1.8427 | 0.00084963 | 0.00089705 | 0.12428 | 0.12428 | 0.12428 | 0.99652 | -0.048744 | 0.99624 | -0.055588 | 35.5094
112 | 1.1468 | 0.54905 | -1.1468 | -0.54932 | 2.1176e-05 | -0.00027069 | 0.03684 | 0.036843 | 0.036843 | 0.9963 | -0.048886 | 0.99629 | -0.04873 | 16.7469
113 | 3.4608 | 1.643 | -3.4606 | -1.6432 | 0.00019306 | -0.0002208 | 0.11101 | 0.11101 | 0.11101 | 0.99624 | -0.055588 | 0.99619 | -0.055124 | 50.4599
114 | 3.4606 | 1.6432 | -3.4594 | -1.6446 | 0.0012132 | -0.0013865 | 0.11101 | 0.11103 | 0.11103 | 0.99619 | -0.055124 | 0.99587 | -0.052198 | 50.4697
115 | 0.33728 | 0.16289 | -0.33727 | -0.16335 | 3.0629e-06 | -0.00046038 | 0.010853 | 0.010859 | 0.010859 | 0.99622 | -0.048147 | 0.99621 | -0.048068 | 4.936
116 | 0.23983 | 0.11433 | -0.23983 | -0.11496 | 2.1134e-06 | -0.00063162 | 0.0076988 | 0.0077067 | 0.0077067 | 0.99622 | -0.048147 | 0.99621 | -0.048072 | 3.5031
117 | 0.077567 | 0.036816 | -0.077567 | -0.037134 | 1.1112e-07 | -0.00031807 | 0.002488 | 0.002492 | 0.002492 | 0.99621 | -0.048072 | 0.99621 | -0.04806 | 1.1327
118 | 0.16226 | 0.078141 | -0.16226 | -0.078538 | 6.1033e-07 | -0.00039719 | 0.0052188 | 0.0052238 | 0.0052238 | 0.99621 | -0.048072 | 0.99621 | -0.04804 | 2.3744
119 | 0.077567 | 0.037134 | -0.077567 | -0.037567 | 1.5197e-07 | -0.00043335 | 0.002492 | 0.0024974 | 0.0024974 | 0.99621 | -0.04806 | 0.99621 | -0.048043 | 1.1352
120 | 0.071826 | 0.034738 | -0.071826 | -0.034787 | 3.9731e-07 | -4.9165e-05 | 0.002312 | 0.0023126 | 0.0023126 | 0.99621 | -0.04804 | 0.99621 | -0.048076 | 1.1012
121 | -3.5981 | -1.7056 | 3.6009 | 1.7027 | 0.0027403 | -0.0028409 | 0.11541 | 0.11537 | 0.11541 | 0.99597 | -0.045173 | 0.99667 | -0.051473 | 52.4604
122 | -3.6009 | -1.7027 | 3.601 | 1.7026 | 0.00013482 | -0.00013998 | 0.11537 | 0.11537 | 0.11537 | 0.99667 | -0.051473 | 0.99671 | -0.051782 | 52.4398
123 | -3.7205 | -1.7604 | 3.7232 | 1.762 | 0.0027392 | 0.0015874 | 0.11921 | 0.11921 | 0.11921 | 0.99671 | -0.051782 | 0.99749 | -0.046505 | 56.7664
124 | 0.45486 | 0.21944 | -0.45485 | -0.21986 | 5.0117e-06 | -0.00041821 | 0.014595 | 0.0146 | 0.0146 | 0.99889 | -0.00027628 | 0.99888 | -0.00018092 | 6.6365
125 | 0.12125 | 0.058292 | -0.12125 | -0.058298 | 4.6684e-09 | -5.5298e-06 | 0.0038881 | 0.0038882 | 0.0038882 | 0.99888 | -0.00018092 | 0.99888 | -0.00018059 | 1.7673
126 | -0.40617 | -0.19081 | 0.40618 | 0.18975 | 1.0047e-05 | -0.0010619 | 0.012976 | 0.012963 | 0.012976 | 0.99836 | -0.026456 | 0.99838 | -0.026656 | 5.8981
127 | 0.085927 | 0.036509 | -0.085925 | -0.040929 | 1.8414e-06 | -0.0044194 | 0.0026996 | 0.002752 | 0.002752 | 0.99836 | -0.026456 | 0.99834 | -0.026299 | 1.2509
128 | 0.32024 | 0.1543 | -0.32024 | -0.1551 | 4.7222e-06 | -0.00079458 | 0.010279 | 0.010289 | 0.010289 | 0.99836 | -0.026456 | 0.99834 | -0.026329 | 4.6766
129 | -0.40618 | -0.18975 | 0.40618 | 0.18929 | 4.3437e-06 | -0.00045975 | 0.012963 | 0.012957 | 0.012963 | 0.99838 | -0.026656 | 0.99839 | -0.026742 | 5.8921
130 | 0.085925 | 0.040929 | -0.085925 | -0.041615 | 2.9277e-07 | -0.00068682 | 0.002752 | 0.0027606 | 0.0027606 | 0.99834 | -0.026299 | 0.99833 | -0.02627 | 1.2548
131 | -3.7232 | -1.762 | 3.7239 | 1.7614 | 0.00068426 | -0.00065411 | 0.11921 | 0.1192 | 0.11921 | 0.99749 | -0.046505 | 0.99766 | -0.048024 | 54.1854
132 | 0.12125 | 0.058298 | -0.12125 | -0.058725 | 3.6233e-07 | -0.00042698 | 0.0038882 | 0.0038935 | 0.0038935 | 0.99888 | -0.00018059 | 0.99888 | -0.00015477 | 1.7698
133 | -0.60502 | -0.28559 | 0.60502 | 0.28541 | 3.8274e-06 | -0.00018122 | 0.019345 | 0.019342 | 0.019345 | 0.99839 | -0.026742 | 0.99839 | -0.026794 | 8.793
134 | 4.0368 | 1.9092 | -4.0365 | -1.9104 | 0.00032523 | -0.0011432 | 0.12915 | 0.12916 | 0.12916 | 0.99816 | -0.03678 | 0.99807 | -0.037736 | 35.6807
135 | -4.385 | -2.0779 | 4.3851 | 2.0727 | 0.00012736 | -0.0051715 | 0.14034 | 0.14027 | 0.14034 | 0.99816 | -0.03678 | 0.99819 | -0.036658 | 10.9981
136 | 0.095959 | 0.043313 | -0.095957 | -0.045969 | 1.3974e-06 | -0.0026565 | 0.0030451 | 0.0030775 | 0.0030775 | 0.99807 | -0.037736 | 0.99806 | -0.037621 | 1.3989
137 | 3.9405 | 1.8671 | -3.9392 | -1.8657 | 0.0012926 | 0.0013677 | 0.12612 | 0.12612 | 0.12612 | 0.99807 | -0.037736 | 0.99766 | -0.048024 | 36.0345
138 | -4.3851 | -2.0727 | 4.3852 | 2.0709 | 4.4681e-05 | -0.0018155 | 0.14027 | 0.14025 | 0.14027 | 0.99819 | -0.036658 | 0.9982 | -0.036615 | 10.993
139 | 0.095957 | 0.045969 | -0.095957 | -0.046474 | 2.6908e-07 | -0.00050502 | 0.0030775 | 0.0030838 | 0.0030838 | 0.99806 | -0.037621 | 0.99805 | -0.037597 | 1.4017
140 | -4.4752 | -2.1145 | 4.4754 | 2.1148 | 0.00018808 | 0.0003641 | 0.14314 | 0.14314 | 0.14314 | 0.9982 | -0.036615 | 0.99828 | -0.032251 | 11.0962
141 | -4.5866 | -2.162 | 4.5868 | 2.1576 | 0.00011732 | -0.004361 | 0.14661 | 0.14656 | 0.14661 | 0.9984 | -0.027217 | 0.99843 | -0.027107 | 11.4899
142 | 4.5866 | 2.162 | -4.5864 | -2.1615 | 0.00021452 | 0.00042279 | 0.14661 | 0.14661 | 0.14661 | 0.9984 | -0.027217 | 0.99832 | -0.03208 | 11.3653
143 | 0.67611 | 0.31885 | -0.67608 | -0.31983 | 2.5713e-05 | -0.00097317 | 0.021613 | 0.021625 | 0.021625 | 0.99843 | -0.027107 | 0.99839 | -0.026794 | 9.8296
144 | -5.4055 | -2.5455 | 5.4059 | 2.5465 | 0.00044608 | 0.00096872 | 0.17275 | 0.17275 | 0.17275 | 0.99843 | -0.027107 | 0.99858 | -0.018524 | 13.3916
145 | 4.4756 | 2.1079 | -4.4754 | -2.1148 | 0.0001789 | -0.0069814 | 0.14305 | 0.14314 | 0.14314 | 0.99832 | -0.03208 | 0.99828 | -0.032251 | 11.2178
146 | -0.34363 | -0.16643 | 0.34364 | 0.16638 | 1.0802e-05 | -5.167e-05 | 0.011076 | 0.011075 | 0.011076 | 0.99515 | -0.046233 | 0.99518 | -0.046026 | 5.2741
147 | 2.3303 | 1.1079 | -2.3297 | -1.1096 | 0.0006039 | -0.0017293 | 0.074845 | 0.074869 | 0.074869 | 0.99518 | -0.046026 | 0.99494 | -0.043856 | 34.0312
148 | -2.6739 | -1.2743 | 2.675 | 1.272 | 0.0010866 | -0.0022869 | 0.085919 | 0.085887 | 0.085919 | 0.99518 | -0.046026 | 0.99556 | -0.049431 | 39.0543
149 | 0.44625 | 0.21321 | -0.44624 | -0.21374 | 6.1918e-06 | -0.00053029 | 0.014349 | 0.014356 | 0.014356 | 0.99494 | -0.043856 | 0.99493 | -0.043738 | 6.5255
150 | 1.8834 | 0.89641 | -1.8832 | -0.89731 | 0.00019798 | -0.000898 | 0.060519 | 0.060531 | 0.060531 | 0.99494 | -0.043856 | 0.99485 | -0.042974 | 27.5141
151 | -3.0617 | -1.454 | 3.0621 | 1.4534 | 0.00036487 | -0.0005615 | 0.098281 | 0.098272 | 0.098281 | 0.99556 | -0.049431 | 0.99567 | -0.050423 | 44.6731
152 | 0.38676 | 0.18198 | -0.38675 | -0.18329 | 1.1432e-05 | -0.0013141 | 0.012394 | 0.01241 | 0.01241 | 0.99556 | -0.049431 | 0.99553 | -0.049187 | 5.641
153 | 0.81266 | 0.39103 | -0.81264 | -0.39153 | 1.9644e-05 | -0.0005018 | 0.026169 | 0.026175 | 0.026175 | 0.99485 | -0.042974 | 0.99482 | -0.042766 | 11.8978
154 | 0.52037 | 0.24998 | -0.52036 | -0.25034 | 5.7297e-06 | -0.00035959 | 0.016752 | 0.016756 | 0.016756 | 0.99482 | -0.042766 | 0.99481 | -0.042672 | 7.6165
155 | 0.37613 | 0.17978 | -0.37613 | -0.18057 | 6.4909e-06 | -0.00078284 | 0.012096 | 0.012106 | 0.012106 | 0.99493 | -0.043738 | 0.99492 | -0.043591 | 5.5026
156 | 0.38675 | 0.18329 | -0.38674 | -0.18366 | 3.1793e-06 | -0.00036482 | 0.01241 | 0.012415 | 0.012415 | 0.99553 | -0.049187 | 0.99553 | -0.049119 | 5.6431
157 | 0.27703 | 0.13052 | -0.27703 | -0.13133 | 3.599e-06 | -0.00080696 | 0.0088802 | 0.0088902 | 0.0088902 | 0.99553 | -0.049119 | 0.99551 | -0.049012 | 4.041
158 | -3.381 | -1.6078 | 3.3813 | 1.6074 | 0.0003385 | -0.00040907 | 0.10854 | 0.10854 | 0.10854 | 0.99567 | -0.050423 | 0.99576 | -0.05126 | 49.3381
159 | 0.16138 | 0.078065 | -0.16138 | -0.078159 | 1.4377e-07 | -9.3946e-05 | 0.0052022 | 0.0052034 | 0.0052034 | 0.99477 | -0.042298 | 0.99477 | -0.042291 | 2.3652
160 | 0.52036 | 0.25034 | -0.52034 | -0.25155 | 1.9282e-05 | -0.0012087 | 0.016756 | 0.016772 | 0.016772 | 0.99481 | -0.042672 | 0.99478 | -0.042352 | 7.6235
161 | 0.37613 | 0.18057 | -0.37612 | -0.18148 | 7.6245e-06 | -0.00091789 | 0.012106 | 0.012117 | 0.012117 | 0.99492 | -0.043591 | 0.9949 | -0.043417 | 5.5079
162 | 0.1982 | 0.094956 | -0.1982 | -0.095444 | 1.1184e-06 | -0.0004873 | 0.0063729 | 0.0063791 | 0.0063791 | 0.99551 | -0.049012 | 0.99551 | -0.048964 | 2.8996
163 | 0.078827 | 0.036375 | -0.078827 | -0.037914 | 5.5471e-07 | -0.0015397 | 0.0025174 | 0.0025365 | 0.0025365 | 0.99551 | -0.049012 | 0.99551 | -0.048954 | 1.1529
164 | -3.459 | -1.645 | 3.4594 | 1.6446 | 0.00038839 | -0.00044348 | 0.11104 | 0.11103 | 0.11104 | 0.99576 | -0.05126 | 0.99587 | -0.052198 | 50.4729
165 | 0.52034 | 0.25155 | -0.52033 | -0.25157 | 1.3022e-05 | -2.2538e-05 | 0.016772 | 0.016772 | 0.016772 | 0.99478 | -0.042352 | 0.99475 | -0.042518 | 7.9867
166 | 0.31484 | 0.15245 | -0.31483 | -0.15248 | 5.0527e-06 | -2.9343e-05 | 0.010151 | 0.010152 | 0.010152 | 0.99475 | -0.042518 | 0.99474 | -0.042624 | 4.8342
167 | 0.20549 | 0.099116 | -0.20549 | -0.099523 | 1.0103e-06 | -0.0004073 | 0.0066207 | 0.0066259 | 0.0066259 | 0.99475 | -0.042518 | 0.99475 | -0.042475 | 3.0118
168 | -18.0779 | -8.353 | 18.078 | 8.3528 | 0.00013171 | -0.00024998 | 0.57488 | 0.57488 | 0.57488 | 0.99999 | -3.4763e-05 | 1 | 0 | 45.0535
169 | 0.071663 | 0.031558 | -0.071663 | -0.03462 | 8.8903e-07 | -0.0030621 | 0.0022604 | 0.0022975 | 0.0022975 | 1 | 0 | 0.99999 | 9.6729e-05 | 1.0443
170 | -0.19679 | -0.09531 | 0.19679 | 0.094783 | 1.1818e-06 | -0.00052727 | 0.0063223 | 0.0063157 | 0.0063223 | 0.99838 | -0.0072065 | 0.99838 | -0.0072585 | 2.8738
171 | -0.19679 | -0.094783 | 0.19679 | 0.094293 | 1.0965e-06 | -0.0004902 | 0.0063157 | 0.0063095 | 0.0063157 | 0.99838 | -0.0072585 | 0.99839 | -0.0073061 | 2.8708
172 | -0.26326 | -0.1275 | 0.26327 | 0.12689 | 2.4747e-06 | -0.00061233 | 0.0084724 | 0.0084646 | 0.0084724 | 0.99668 | -0.037508 | 0.99669 | -0.03759 | 3.8511
173 | 0.1045 | 0.049936 | -0.1045 | -0.050612 | 4.2913e-07 | -0.00067568 | 0.0033545 | 0.003363 | 0.003363 | 0.99669 | -0.03759 | 0.99668 | -0.037554 | 1.5286
174 | -0.36777 | -0.17683 | 0.36777 | 0.17612 | 5.6146e-06 | -0.00071296 | 0.011819 | 0.01181 | 0.011819 | 0.99669 | -0.03759 | 0.9967 | -0.03772 | 5.3723
175 | -0.47173 | -0.22646 | 0.47174 | 0.22578 | 8.903e-06 | -0.00068641 | 0.015156 | 0.015147 | 0.015156 | 0.9967 | -0.03772 | 0.99672 | -0.037881 | 6.8889
176 | 1.3418 | 0.64278 | -1.3418 | -0.64314 | 3.8297e-05 | -0.00035542 | 0.04308 | 0.043085 | 0.043085 | 0.99698 | -0.038877 | 0.99695 | -0.038634 | 19.5839
177 | -1.4167 | -0.67906 | 1.4168 | 0.67861 | 5.3858e-05 | -0.00044677 | 0.04549 | 0.045484 | 0.04549 | 0.99698 | -0.038877 | 0.99701 | -0.0392 | 20.6772
178 | 1.1622 | 0.55614 | -1.1621 | -0.55683 | 5.5254e-05 | -0.00068914 | 0.037306 | 0.037315 | 0.037315 | 0.99695 | -0.038634 | 0.99691 | -0.03823 | 16.9612
179 | -8.027 | -3.8022 | 8.0271 | 3.8015 | 5.422e-05 | -0.00063232 | 0.25717 | 0.25716 | 0.25717 | 0.99701 | -0.0392 | 0.99702 | -0.039172 | 20.1543
180 | 0.23609 | 0.11373 | -0.23609 | -0.11434 | 1.9836e-06 | -0.00061106 | 0.0075884 | 0.0075961 | 0.0075961 | 0.99691 | -0.03823 | 0.9969 | -0.038158 | 3.4528
181 | 0.92601 | 0.4431 | -0.92597 | -0.44383 | 3.6851e-05 | -0.00073005 | 0.029726 | 0.029736 | 0.029736 | 0.99691 | -0.03823 | 0.99687 | -0.037892 | 13.5162
182 | 0.73012 | 0.34898 | -0.73009 | -0.349 | 3.3465e-05 | -1.9612e-05 | 0.023434 | 0.023434 | 0.023434 | 0.99687 | -0.037892 | 0.99682 | -0.038209 | 11.1593
183 | 0.73009 | 0.349 | -0.73007 | -0.34963 | 1.9892e-05 | -0.00063758 | 0.023434 | 0.023443 | 0.023443 | 0.99682 | -0.038209 | 0.9968 | -0.037978 | 10.6557
184 | 0.73007 | 0.34963 | -0.73005 | -0.35024 | 1.8799e-05 | -0.00060208 | 0.023443 | 0.02345 | 0.02345 | 0.9968 | -0.037978 | 0.99677 | -0.037759 | 10.6591
185 | -0.47174 | -0.22578 | 0.47175 | 0.22518 | 7.7102e-06 | -0.0005951 | 0.015147 | 0.01514 | 0.015147 | 0.99672 | -0.037881 | 0.99673 | -0.038019 | 6.885
186 | -0.47175 | -0.22518 | 0.47177 | 0.22514 | 1.7607e-05 | -4.0111e-05 | 0.01514 | 0.015139 | 0.01514 | 0.99673 | -0.038019 | 0.99677 | -0.037759 | 7.2093
187 | -0.071663 | -0.034708 | 0.071663 | 0.03462 | 2.5984e-08 | -8.8065e-05 | 0.0022986 | 0.0022975 | 0.0022986 | 0.99999 | 9.9881e-05 | 0.99999 | 9.6729e-05 | 1.0448
188 | -0.23913 | -0.11582 | 0.23913 | 0.11578 | 1.3246e-07 | -3.9392e-05 | 0.0077095 | 0.007709 | 0.0077095 | 0.99489 | -0.043311 | 0.99489 | -0.043316 | 3.5043
189 | -0.23913 | -0.11578 | 0.23913 | 0.11547 | 1.0261e-06 | -0.0003055 | 0.007709 | 0.0077051 | 0.007709 | 0.99489 | -0.043316 | 0.99489 | -0.043353 | 3.5041
190 | -0.37612 | -0.18182 | 0.37612 | 0.18148 | 2.77e-06 | -0.00033303 | 0.012122 | 0.012117 | 0.012122 | 0.99489 | -0.043353 | 0.9949 | -0.043417 | 5.5098
191 | -0.078827 | -0.038177 | 0.078827 | 0.037914 | 9.562e-08 | -0.00026303 | 0.0025398 | 0.0025365 | 0.0025398 | 0.99551 | -0.048944 | 0.99551 | -0.048954 | 1.1544
192 | 0.1982 | 0.095444 | -0.1982 | -0.095627 | 4.2112e-07 | -0.00018323 | 0.0063791 | 0.0063814 | 0.0063814 | 0.99551 | -0.048964 | 0.99551 | -0.048945 | 2.9006
193 | 0.094363 | 0.045336 | -0.094363 | -0.045702 | 1.907e-07 | -0.00036613 | 0.0030358 | 0.0030404 | 0.0030404 | 0.99551 | -0.048945 | 0.9955 | -0.048928 | 1.382

## res_trafo
| p_hv_mw | q_hv_mvar | p_lv_mw | q_lv_mvar | pl_mw | ql_mvar | i_hv_ka | i_lv_ka | vm_hv_pu | va_hv_degree | vm_lv_pu | va_lv_degree | loading_percent
0 | 2.6518e-14 | 1.7507e-14 | 0.013999 | 0.0105 | 0.013999 | 0.0105 | 1.6678e-16 | 0.00050517 | 0.99997 | 149.9981 | 1 | 0 | 0.069998

## res_ext_grid
| p_mw | q_mvar
0 | 18.1637 | 8.3949

## res_load
| p_mw | q_mvar
0 | 0.33844 | 0.16391
1 | 0.1102 | 0.053372
2 | 0.31359 | 0.15188
3 | 0.072558 | 0.035141
4 | 0.074083 | 0.03588
5 | 0.35657 | 0.17269
6 | 0.073405 | 0.035552
7 | 0.096372 | 0.046675
8 | 0.091906 | 0.044512
9 | 0.10975 | 0.053156
10 | 0.087858 | 0.042552
11 | 0.090327 | 0.043748
12 | 0.080597 | 0.039035
13 | 0.13322 | 0.06452
14 | 0.40977 | 0.19846
15 | 0.19301 | 0.093477
16 | 0.085563 | 0.04144
17 | 0.14353 | 0.069512
18 | 0.33813 | 0.16377
19 | 0.076388 | 0.036996
20 | 0.17093 | 0.082784
21 | 0.29738 | 0.14403
22 | 0.28604 | 0.13854
23 | 0.36534 | 0.17694
24 | 0.25841 | 0.12515
25 | 0.29537 | 0.14305
26 | 0.37739 | 0.18278
27 | 0.30173 | 0.14614
28 | 0.35432 | 0.17161
29 | 0.19403 | 0.093971
30 | 0.082357 | 0.039887
31 | 0.073774 | 0.03573
32 | 0.34366 | 0.16644
33 | 0.26561 | 0.12864
34 | 0.11137 | 0.053939
35 | 0.098432 | 0.047673
36 | 0.3257 | 0.15775
37 | 0.28173 | 0.13645
38 | 0.38089 | 0.18447
39 | 0.068408 | 0.033131
40 | 0.079797 | 0.038648
41 | 0.11149 | 0.053997
42 | 0.078617 | 0.038076
43 | 0.3614 | 0.17503
44 | 0.068478 | 0.033166
45 | 0.23228 | 0.1125
46 | 0.33136 | 0.16049
47 | 0.15293 | 0.074066
48 | 0.076686 | 0.037141
49 | 0.41232 | 0.1997
50 | 0.12839 | 0.062181
51 | 0.090437 | 0.043801
52 | 0.33727 | 0.16335
53 | 0.071826 | 0.034787
54 | 0.085542 | 0.04143
55 | 0.11946 | 0.057857
56 | 0.3336 | 0.16157
57 | 0.32024 | 0.1551
58 | 0.085925 | 0.041615
59 | 0.19884 | 0.096302
60 | 0.34818 | 0.16863
61 | 0.21536 | 0.1043
62 | 0.09005 | 0.043613
63 | 0.14263 | 0.06908
64 | 0.11083 | 0.053677
65 | 0.095957 | 0.046474
66 | 0.07106 | 0.034416
67 | 0.32528 | 0.15754
68 | 0.077567 | 0.037567
69 | 0.34363 | 0.16643
70 | 0.29227 | 0.14155
71 | 0.070112 | 0.033957
72 | 0.10971 | 0.053135
73 | 0.31885 | 0.15443
74 | 0.16138 | 0.078159
75 | 0.077707 | 0.037635
76 | 0.20549 | 0.099523
77 | 0.31483 | 0.15248
78 | 0.076865 | 0.037228
79 | 0.13884 | 0.067246
80 | 0.19679 | 0.09531
81 | 0.26326 | 0.1275
82 | 0.1045 | 0.050612
83 | 0.10396 | 0.050349
84 | 0.074906 | 0.036279
85 | 0.17962 | 0.086992
86 | 0.1589 | 0.076958
87 | 0.23609 | 0.11434
88 | 0.19585 | 0.094856
89 | 0.25828 | 0.12509
90 | 0.071663 | 0.034708
91 | 0.12125 | 0.058725
92 | 0.23913 | 0.11582
93 | 0.13699 | 0.066345
94 | 0.078827 | 0.038177
95 | 0.10384 | 0.050291
96 | 0.094363 | 0.045702

## dtypes
| element | column | dtype
0 | bus | name | object
1 | bus | vn_kv | float64
2 | bus | type | object
3 | bus | zone | object
4 | bus | in_service | bool
5 | load | name | object
6 | load | bus | uint32
7 | load | p_mw | float64
8 | load | q_mvar | float64
9 | load | const_z_percent | float64
10 | load | const_i_percent | float64
11 | load | sn_mva | float64
12 | load | scaling | float64
13 | load | in_service | bool
14 | load | type | object
15 | ext_grid | name | object
16 | ext_grid | bus | uint32
17 | ext_grid | vm_pu | float64
18 | ext_grid | va_degree | float64
19 | ext_grid | slack_weight | float64
20 | ext_grid | in_service | bool
21 | line | name | object
22 | line | std_type | object
23 | line | from_bus | uint32
24 | line | to_bus | uint32
25 | line | length_km | float64
26 | line | r_ohm_per_km | float64
27 | line | x_ohm_per_km | float64
28 | line | c_nf_per_km | float64
29 | line | g_us_per_km | float64
30 | line | max_i_ka | float64
31 | line | df | float64
32 | line | parallel | uint32
33 | line | type | object
34 | line | in_service | bool
35 | trafo | name | object
36 | trafo | std_type | object
37 | trafo | hv_bus | uint32
38 | trafo | lv_bus | uint32
39 | trafo | sn_mva | float64
40 | trafo | vn_hv_kv | float64
41 | trafo | vn_lv_kv | float64
42 | trafo | vk_percent | float64
43 | trafo | vkr_percent | float64
44 | trafo | pfe_kw | float64
45 | trafo | i0_percent | float64
46 | trafo | shift_degree | float64
47 | trafo | tap_side | object
48 | trafo | tap_neutral | int32
49 | trafo | tap_min | int32
50 | trafo | tap_max | int32
51 | trafo | tap_step_percent | float64
52 | trafo | tap_step_degree | float64
53 | trafo | tap_pos | int32
54 | trafo | tap_phase_shifter | bool
55 | trafo | parallel | uint32
56 | trafo | df | float64
57 | trafo | in_service | bool
58 | bus_geodata | x | float64
59 | bus_geodata | y | float64
60 | bus_geodata | coords | object
61 | res_bus | vm_pu | float64
62 | res_bus | va_degree | float64
63 | res_bus | p_mw | float64
64 | res_bus | q_mvar | float64
65 | res_line | p_from_mw | float64
66 | res_line | q_from_mvar | float64
67 | res_line | p_to_mw | float64
68 | res_line | q_to_mvar | float64
69 | res_line | pl_mw | float64
70 | res_line | ql_mvar | float64
71 | res_line | i_from_ka | float64
72 | res_line | i_to_ka | float64
73 | res_line | i_ka | float64
74 | res_line | vm_from_pu | float64
75 | res_line | va_from_degree | float64
76 | res_line | vm_to_pu | float64
77 | res_line | va_to_degree | float64
78 | res_line | loading_percent | float64
79 | res_trafo | p_hv_mw | float64
80 | res_trafo | q_hv_mvar | float64
81 | res_trafo | p_lv_mw | float64
82 | res_trafo | q_lv_mvar | float64
83 | res_trafo | pl_mw | float64
84 | res_trafo | ql_mvar | float64
85 | res_trafo | i_hv_ka | float64
86 | res_trafo | i_lv_ka | float64
87 | res_trafo | vm_hv_pu | float64
88 | res_trafo | va_hv_degree | float64
89 | res_trafo | vm_lv_pu | float64
90 | res_trafo | va_lv_degree | float64
91 | res_trafo | loading_percent | float64
92 | res_ext_grid | p_mw | float64
93 | res_ext_grid | q_mvar | float64
94 | res_load | p_mw | float64
95 | res_load | q_mvar | float64

## parameters
| version | format_version | converged | OPF_converged | name | f_hz | sn_mva
0 | 2.14.6 | 2.14.0 | TRUE | FALSE |  | 50 | 1